## Read Me
Energize Connecticut Lab Equipment Qualified Products List (QPL)
This Qualified Products List (QPL) is dated 8/1/2026
Please see individual tabs for various measures
LAB EQUIPMENT
MEASURE | QUALIFICATION | INCENTIVE | Pre-Approval and post-inspection required for projects totaling more than $5,000 in rebates Pre-Approval required for all new construction and multifamily projects Please email EnergizeCTMidstream@ri-message.com to request pre-approval
Ultra-Low Temp Freezers | Energize CT Lab Equipment QPL | $2,000/Unit
High Performance (Mid Temp) Freezers (≥ 6 and < 22 Cubic Ft) | Energize CT Lab Equipment QPL | $600/Unit
High Performance (Mid Temp) Freezers (≥ 22 Cubic Ft) | Energize CT Lab Equipment QPL | $1,200/Unit
High Performance Refrigerators (≥ 6 and < 25 Cubic Ft) | Energize CT Lab Equipment QPL | $600/Unit
High Performance Refrigerators (≥ 25 and < 44 Cubic Ft) | Energize CT Lab Equipment QPL | $800/Unit
High Performance Refrigerators (≥ 44 Cubic Ft) | Energize CT Lab Equipment QPL | $1,200/Unit

## Ultra Low Temp Freezers
Brand Name | Model Number | Product Type | Total Volume (cubic feet) | ENERGY STAR Unique ID | Rebate Amount
PHCbi | MDF-DU702VH-PA | Ultra-Low Temperature Freezer | 25.74 | 3995412 | 2000
PHCbi | MDF-DU503VH-PA | Ultra-Low Temperature Freezer | 18.5 | 3995413 | 2000
PHCbi | MDF-DU702VHA-PA | Ultra-Low Temperature Freezer | 25.93 | 3995414 | 2000
PHCbi | MDF-DU703VHA-PA | Ultra-Low Temperature Freezer | 25.9 | 3995415 | 2000
PHCbi | MDF-DU703VH-PA | Ultra-Low Temperature Freezer | 25.9 | 3995416 | 2000
PHCbi | MDF-DU901VHA-PA | Ultra-Low Temperature Freezer | 30.1 | 3995417 | 2000
Haier | DW-86L578BPS | Ultra-Low Temperature Freezer | 20.52 | 3998983 | 2000
Haier | DW-86L578BPST | Ultra-Low Temperature Freezer | 20.52 | 3998984 | 2000
Haier | DW-86L728BPS | Ultra-Low Temperature Freezer | 25.42 | 4005663 | 2000
Haier | DW-86L728BPST | Ultra-Low Temperature Freezer | 25.42 | 4005664 | 2000
ESBE | ESB-E8626DPSE | Ultra-Low Temperature Freezer | 25.42 | 4005665 | 2000
PHCbi | MDF-DU500ZHA-PA | Ultra-Low Temperature Freezer | 18.6 | 3995406 | 2000
PHCbi | MDF-DU700ZH-PA | Ultra-Low Temperature Freezer | 26 | 3995407 | 2000
PHCbi | MDF-DU700ZHA-PA | Ultra-Low Temperature Freezer | 26 | 3995408 | 2000
PHCbi | MDF-DU502VH-PA | Ultra-Low Temperature Freezer | 18.75 | 3995409 | 2000
PHCbi | MDF-DU502VHA-PA | Ultra-Low Temperature Freezer | 18.78 | 3995410 | 2000
PHCbi | MDF-DU503VHA-PA | Ultra-Low Temperature Freezer | 18.5 | 3995411 | 2000
Haier | DW-86L730BP | Ultra-Low Temperature Freezer | 25.4 | 3798702 | 2000
Haier | DW-86L730BPT | Ultra-Low Temperature Freezer | 25.4 | 3798703 | 2000
Stirling Ultracold | VAULT100 | Ultra-Low Temperature Freezer | 28.04 | 3848872 | 2000
Haier | DW-86L830BPT | Ultra-Low Temperature Freezer | 29.14 | 4437468 | 2000
Haier | DW-86L830BP | Ultra-Low Temperature Freezer | 29.14 | 4437469 | 2000
Haier | DW-86L828BPS | Ultra-Low Temperature Freezer | 29.14 | 4437470 | 2000
Haier | DW-86L828BPST | Ultra-Low Temperature Freezer | 29.14 | 4437471 | 2000
Haier | DW-86L729BP | Ultra-Low Temperature Freezer | 25.42 | 4437472 | 2000
Haier | DW-86L729BPT | Ultra-Low Temperature Freezer | 25.42 | 4437473 | 2000
Haier | DW-86L829BP | Ultra-Low Temperature Freezer | 29.27 | 4437474 | 2000
Haier | DW-86L829BPT | Ultra-Low Temperature Freezer | 29.27 | 4437475 | 2000
Haier | DW-86L959BPT | Ultra-Low Temperature Freezer | 33.9 | 4437476 | 2000
Haier | DW-86L959BP | Ultra-Low Temperature Freezer | 33.9 | 4437477 | 2000
FARRAR | FCF133 | Ultra-Low Temperature Freezer | 33.09 | 4439590 | 2000
Haier | DW-86L580BPT | Ultra-Low Temperature Freezer | 20.52 | 4480557 | 2000
Haier | DW-86L580BP | Ultra-Low Temperature Freezer | 20.52 | 4480559 | 2000
B Medical Systems S.A.R.L. | 991.8680.01 | Ultra-Low Temperature Freezer | 26.53 | 4480929 | 2000
Midea | MD-86L860BS | Ultra-Low Temperature Freezer | 29.62 | 4481432 | 2000
Midea | MD-86L580BS | Ultra-Low Temperature Freezer | 19.93 | 4481433 | 2000
Midea | MD-86L720BS | Ultra-Low Temperature Freezer | 24.79 | 4481444 | 2000
Haier | DW-86L960BP | Ultra-Low Temperature Freezer | 33.9 | 4510220 | 2000
Haier | DW-86L960BPT | Ultra-Low Temperature Freezer | 33.9 | 4510221 | 2000
Haier | DW-86L579BP | Ultra-Low Temperature Freezer | 20.52 | 4510223 | 2000
Haier | DW-86L579BPT | Ultra-Low Temperature Freezer | 20.52 | 4510224 | 2000
Nuaire | NU-99579VFT | Ultra-Low Temperature Freezer | 20.52 | 4514270 | 2000
Nuaire | NU-99729VFT | Ultra-Low Temperature Freezer | 25.42 | 4514271 | 2000
Nuaire | NU-99829VFT | Ultra-Low Temperature Freezer | 29.27 | 4514272 | 2000
PHCbi | MDF-DU503VXHA-PA | Ultra-Low Temperature Freezer | 18.7 | 4528780 | 2000
PHCbi | MDF-DU703VXHA-PA | Ultra-Low Temperature Freezer | 25.9 | 4528781 | 2000
B Medical Systems S.A.R.L. | U 701V | Ultra-Low Temperature Freezer | 26.53 | CA0226181 | 2000
Thermo Scientific | TSX60086FA | Ultra-Low Temperature Freezer | 28.82 | 4570193 | 2000
Thermo Scientific | TSX60086CA | Ultra-Low Temperature Freezer | 28.82 | 4570193A | 2000
Thermo Scientific | TSX60086LA | Ultra-Low Temperature Freezer | 28.82 | 4570193B | 2000
Thermo Scientific | TSX60086MA | Ultra-Low Temperature Freezer | 28.82 | 4570193C | 2000
Fisher-Isotemp | ISO60086GA | Ultra-Low Temperature Freezer | 28.82 | 4570194 | 2000
Fisher-Isotemp | ISO60086GD | Ultra-Low Temperature Freezer | 28.82 | 4570194A | 2000
Fisher-Isotemp | ISO60086GV | Ultra-Low Temperature Freezer | 28.82 | 4570194B | 2000
VWR-Premium Series ULT | 77168-786 | Ultra-Low Temperature Freezer | 28.82 | 4570195 | 2000
VWR-Premium Series ULT | 471-1357 | Ultra-Low Temperature Freezer | 28.82 | 4570195A | 2000
VWR-Premium Series ULT | 77618-790 | Ultra-Low Temperature Freezer | 28.82 | 4570195B | 2000
Thermo Scientific | TSX40086FA | Ultra-Low Temperature Freezer | 19.39 | 4570196 | 2000
Thermo Scientific | TSX40086CA | Ultra-Low Temperature Freezer | 19.39 | 4570196A | 2000
Thermo Scientific | TSX40086LA | Ultra-Low Temperature Freezer | 19.39 | 4570196B | 2000
Thermo Scientific | TSX40086MA | Ultra-Low Temperature Freezer | 19.39 | 4570196C | 2000
Fisher-Isotemp | ISO40086GA | Ultra-Low Temperature Freezer | 19.39 | 4570197 | 2000
Fisher-Isotemp | ISO40086GD | Ultra-Low Temperature Freezer | 19.39 | 4570197A | 2000
Fisher-Isotemp | ISO40086GV | Ultra-Low Temperature Freezer | 19.39 | 4570197B | 2000
VWR-Premium Series ULT | 77618-762 | Ultra-Low Temperature Freezer | 19.39 | 4570198 | 2000
VWR-Premium Series ULT | 471-1355 | Ultra-Low Temperature Freezer | 19.39 | 4570198A | 2000
VWR-Premium Series ULT | 77618-766 | Ultra-Low Temperature Freezer | 19.39 | 4570198B | 2000
Thermo Fisher Scientific | TSX50086FA | Ultra-Low Temperature Freezer | 24.09 | 4570199 | 2000
Thermo Fisher Scientific | TSX50086CA | Ultra-Low Temperature Freezer | 24.09 | 4570199A | 2000
Thermo Fisher Scientific | TSX50086LA | Ultra-Low Temperature Freezer | 24.09 | 4570199B | 2000
Thermo Fisher Scientific | TSX50086MA | Ultra-Low Temperature Freezer | 24.09 | 4570199C | 2000
Fisher-Isotemp | ISO50086GA | Ultra-Low Temperature Freezer | 24.09 | 4570200 | 2000
Fisher-Isotemp | ISO50086GD | Ultra-Low Temperature Freezer | 24.09 | 4570200A | 2000
Fisher-Isotemp | ISO50086GV | Ultra-Low Temperature Freezer | 24.09 | 4570200B | 2000
VWR-Premium Series ULT | 77618-774 | Ultra-Low Temperature Freezer | 24.09 | 4570201 | 2000
VWR-Premium Series ULT | 471-1356 | Ultra-Low Temperature Freezer | 24.09 | 4570201A | 2000
VWR-Premium Series ULT | 77618-778 | Ultra-Low Temperature Freezer | 24.09 | 4570201B | 2000
Thermo Fisher Scientific | TSX70086FA | Ultra-Low Temperature Freezer | 33.85 | 4570202 | 2000
Thermo Fisher Scientific | TSX70086CA | Ultra-Low Temperature Freezer | 33.85 | 4570202A | 2000
Thermo Fisher Scientific | TSX70086LA | Ultra-Low Temperature Freezer | 33.85 | 4570202B | 2000
Thermo Fisher Scientific | TSX70086MA | Ultra-Low Temperature Freezer | 33.85 | 4570202C | 2000
Fisher-Isotemp | ISO70086GA | Ultra-Low Temperature Freezer | 33.85 | 4570203 | 2000
Fisher-Isotemp | ISO70086GD | Ultra-Low Temperature Freezer | 33.85 | 4570203A | 2000
Fisher-Isotemp | ISO70086GV | Ultra-Low Temperature Freezer | 33.85 | 4570203B | 2000
VWR-Premium Series ULT | 77618-798 | Ultra-Low Temperature Freezer | 33.85 | 4570204 | 2000
VWR-Premium Series ULT | 471-1358 | Ultra-Low Temperature Freezer | 33.85 | 4570204A | 2000
VWR-Premium Series ULT | 77618-802 | Ultra-Low Temperature Freezer | 33.85 | 4570204B | 2000
Swisslog Healthcare | SLHC-MD-86L580BS | Ultra-Low Temperature Freezer | 19.93 | 4576868 | 2000
Swisslog Healthcare | SLHC-MD-86L720BS | Ultra-Low Temperature Freezer | 24.79 | 4576869 | 2000
Swisslog Healthcare | SLHC-MD-86L860BS | Ultra-Low Temperature Freezer | 29.62 | 4576870 | 2000
Accucold | AULT780DC | Ultra-Low Temperature Freezer | 27.5 | 4594654 | 2000
Accucold | AULT530DC | Ultra-Low Temperature Freezer | 18.7 | 4594674 | 2000
Accucold | AULT529PS | Ultra-Low Temperature Freezer | 18.7 | 4594694 | 2000
Accucold | AULT779PS | Ultra-Low Temperature Freezer | 27.5 | 4594714 | 2000
Stirling Ultracold | Stirling VAULT100 Pro | Ultra-Low Temperature Freezer | 27.92 | 4618534 | 2000

## Lab Freezers
Brand Name | Model Number | Total Volume (cubic feet) | Product Type | ENERGY STAR / CA Energy Wise Unique ID | Rebate Amount
PHCbi | MDF-MU549DHL-PA | 16.8 | High Performance Freezer | 3891783 | 600
PHCbi | MDF-U731M-PA | 23.8 | High Performance Freezer | 3995405 | 1200
Helmer Scientific | HBF125-GX | 23.2 | High Performance Freezer | 3891770 | 1200
Helmer Scientific | HLF125-GX | 23.2 | High Performance Freezer | 3891770A | 1200
FARRAR | FLF125 | 23.2 | High Performance Freezer | 3891772 | 1200
Helmer Scientific | ILF125-GX | 23.47 | High Performance Freezer | 3891785 | 1200
Helmer Scientific | ILB125-GX | 23.47 | High Performance Freezer | 3891785A | 1200
American BioTech Supply | ABT-HC-MFP-20 | 19.06 | High Performance Freezer | 4429263 | 600
American BioTech Supply | ABT-HC-FFP-20 | 19.06 | High Performance Freezer | 4429263A | 600
American BioTech Supply | ABT-HC-FFP-20P | 19.06 | High Performance Freezer | 4429263B | 600
American BioTech Supply | ABT-HC-MFP-20P | 19.06 | High Performance Freezer | 4429263C | 600
Corepoint Scientific | NSPF201WWW/0MHC | 19.06 | High Performance Freezer | 4431400 | 600
Corepoint Scientific | EF201WWW/0MHC | 19.06 | High Performance Freezer | 4431400A | 600
Corepoint Scientific | FF201WWW/0MHC | 19.06 | High Performance Freezer | 4431400B | 600
Corepoint Scientific | FF201WWW/0MHCTS | 19.06 | High Performance Freezer | 4431400C | 600
Corepoint Scientific | NSPF201WWW/0MHCTS | 19.06 | High Performance Freezer | 4431400D | 600
So-Low | SLW-HC-EFP-20 | 19.06 | High Performance Freezer | 4437597 | 600
So-Low | SLW-HC-FFP-20 | 19.06 | High Performance Freezer | 4437597A | 600
So-Low | SLW-HC-MFP-20 | 19.06 | High Performance Freezer | 4437597B | 600
LabRepCo, LLC | LHP-20-FM | 19.06 | High Performance Freezer | 4437630 | 600
LabRepCo, LLC | LHE-20-FFP | 19.06 | High Performance Freezer | 4437630A | 600
LabRepCo, LLC | LHE-20-FMP | 19.06 | High Performance Freezer | 4437630B | 600
LabRepCo, LLC | LHP-20-FF | 19.06 | High Performance Freezer | 4437630C | 600
LabRepCo, LLC | LHP-20-FX | 19.06 | High Performance Freezer | 4437630D | 600
LabRepCo, LLC | LHT-20-FFP | 19.06 | High Performance Freezer | 4437630E | 600
LabRepCo, LLC | LHT-20-FMP | 19.06 | High Performance Freezer | 4437630F | 600
Lab Research Products | LRP-HC-MFP-20 | 19.06 | High Performance Freezer | 4439101 | 600
Lab Research Products | LRP-HC-MFP-20P | 19.06 | High Performance Freezer | 4439101A | 600
Lab Research Products | LRP-HC-FFP-20 | 19.06 | High Performance Freezer | 4439101B | 600
Lab Research Products | LRP-HC-FFP-20P | 19.06 | High Performance Freezer | 4439101C | 600
VWR International | VWR-HC-MFP-20 | 19.06 | High Performance Freezer | 4439113 | 600
VWR International | VWR-HC-EFP-20 | 19.06 | High Performance Freezer | 4439113A | 600
VWR International | VWR-HC-FFP-20-TS | 19.06 | High Performance Freezer | 4439113B | 600
VWR International | VWR-HC-FFP-20P | 19.06 | High Performance Freezer | 4439113C | 600
VWR International | VWR-HC-MFP-20-TS | 19.06 | High Performance Freezer | 4439113D | 600
VWR International | VWR-HC-MFP-20P | 19.06 | High Performance Freezer | 4439113E | 600
Haier | DW-30L818BP | 28.9 | High Performance Freezer | 4439160 | 1200
Haier | DW-30L818BPT | 28.9 | High Performance Freezer | 4439161 | 1200
Liebherr | SFPvh 6501 | 20.3 | High Performance Freezer | 4470539 | 600
Liebherr | SFPvh 8401 | 28.6 | High Performance Freezer | 4470540 | 1200
Liebherr | SFPvh 1402 | 46.8 | High Performance Freezer | 4470541 | 1200
American BioTech Supply | ABT-HC-MFP-20 | 19.06 | High Performance Freezer | 4429263 | 600
American BioTech Supply | ABT-HC-EFP-20 | 19.06 | High Performance Freezer | 4429263A | 600
American BioTech Supply | ABT-HC-FFP-20 | 19.06 | High Performance Freezer | 4429263B | 600
American BioTech Supply | ABT-HC-FFP-20P | 19.06 | High Performance Freezer | 4429263C | 600
American BioTech Supply | ABT-HC-MFP-20P | 19.06 | High Performance Freezer | 4429263D | 600
Ares Scientific | ARS-HC-EFP-20 | 19.06 | High Performance Freezer | 4429322 | 600
Ares Scientific | ARS-HC-FFP-20 | 19.06 | High Performance Freezer | 4429322A | 600
Ares Scientific | ARS-HC-FFP-20P | 19.06 | High Performance Freezer | 4429322B | 600
Ares Scientific | ARS-HC-MFP-20 | 19.06 | High Performance Freezer | 4429322C | 600
Ares Scientific | ARS-HC-MFP-20P | 19.06 | High Performance Freezer | 4429322D | 600
CME Corp | CMEB-FRZ-20-S-HCF | 19.06 | High Performance Freezer | 4429519 | 600
CME Corp | CMEB-FRZ-20-P-HCF | 19.06 | High Performance Freezer | 4429519A | 600
CME Corp | CMEB-FRZ-EXP-20-S-HCF | 19.06 | High Performance Freezer | 4429519B | 600
CME Corp | CMEB-FRZ-FLM-20-P-HCF | 19.06 | High Performance Freezer | 4429519C | 600
CME Corp | CMEB-FRZ-FLM-20-S-HCF | 19.06 | High Performance Freezer | 4429519D | 600
DAI Scientific Equipment | DAI-HC-MFP-20 | 19.06 | High Performance Freezer | 4430192 | 600
DAI Scientific Equipment | DAI-HC-EFP-20 | 19.06 | High Performance Freezer | 4430192A | 600
DAI Scientific Equipment | DAI-HC-FFP-20 | 19.06 | High Performance Freezer | 4430192B | 600
DAI Scientific Equipment | DAI-HC-FFP-20-TS | 19.06 | High Performance Freezer | 4430192C | 600
DAI Scientific Equipment | DAI-HC-FFP-20P | 19.06 | High Performance Freezer | 4430192D | 600
DAI Scientific Equipment | DAI-HC-MFP-20-TS | 19.06 | High Performance Freezer | 4430192E | 600
DAI Scientific Equipment | DAI-HC-MFP-20P | 19.06 | High Performance Freezer | 4430192F | 600
B Medical Systems S.A.R.L. | F290 | 9.52 | High Performance Freezer | 4478574 | 600
B Medical Systems S.A.R.L. | F900 | 27.09 | High Performance Freezer | 4478575 | 1200
Thermo Fisher Scientific | TSG2325FA | 22.11 | High Performance Freezer | 4479424 | 1200
Fisher Scientific | FBG2325FA | 22.11 | High Performance Freezer | 4479425 | 1200
Cardinal Health | CHG2325FA | 22.11 | High Performance Freezer | 4479426 | 1200
Haier | DW-30L698 | 24.76 | High Performance Freezer | 4479537 | 1200
Desmon Spa | DS-PGB07Cxxxxxxxxx | 21.8 | High Performance Freezer | 4481465 | 600
Desmon Spa | DS-PGB14Cxxxxxxxxx | 47.31 | High Performance Freezer | 4481469 | 1200
Accucold | AFS495ML | 46.38 | High Performance Freezer | 4498989 | 1200
PHCbi | MDF-MU539HL-PA | 17.8 | High Performance Freezer | 4512619 | 600
PHCbi | MDF-MU549DHL-PA | 16.8 | High Performance Freezer | 4512620 | 600
Corepoint Scientific | FF171WWW/0MHCTS | 16.6 | High Performance Freezer | 4515196 | 600
American BioTech Supply | ABT-HC-FFP-17P | 16.6 | High Performance Freezer | 4515197 | 600
American BioTech Supply | ABT-HC-EFP-17 | 16.6 | High Performance Freezer | 4515197A | 600
American BioTech Supply | ABT-HC-FFP-17 | 16.6 | High Performance Freezer | 4515197B | 600
American BioTech Supply | ABT-HC-MFP-17 | 16.6 | High Performance Freezer | 4515197C | 600
American BioTech Supply | ABT-HC-MFP-17P | 16.6 | High Performance Freezer | 4515197D | 600
Corepoint Scientific | NSPF171WWW/0MHCTS | 16.6 | High Performance Freezer | 4515198 | 600
Corepoint Scientific | EF171WWW/0MHC | 16.6 | High Performance Freezer | 4515198A | 600
Corepoint Scientific | FF171WWW/0MHC | 16.6 | High Performance Freezer | 4515198B | 600
Corepoint Scientific | NSPF171WWW/0MHC | 16.6 | High Performance Freezer | 4515198C | 600
Lab Research Products | LRP-HC-FFP-17P | 16.6 | High Performance Freezer | 4515199 | 600
Lab Research Products | LRP-HC-EFP-17 | 16.6 | High Performance Freezer | 4515199A | 600
Lab Research Products | LRP-HC-FFP-17 | 16.6 | High Performance Freezer | 4515199B | 600
Lab Research Products | LRP-HC-MFP-17 | 16.6 | High Performance Freezer | 4515199C | 600
Lab Research Products | LRP-HC-MFP-17P | 16.6 | High Performance Freezer | 4515199D | 600
Clinicool and Futura | BSI-HC-FFP-17P | 16.6 | High Performance Freezer | 4515200 | 600
Clinicool and Futura | BSI-HC-EFP-17 | 16.6 | High Performance Freezer | 4515200A | 600
Clinicool and Futura | BSI-HC-FFP-17 | 16.6 | High Performance Freezer | 4515200B | 600
Clinicool and Futura | BSI-HC-MFP-17 | 16.6 | High Performance Freezer | 4515200C | 600
Clinicool and Futura | BSI-HC-MFP-17P | 16.6 | High Performance Freezer | 4515200D | 600
Clinicool and Futura | BSI-HC-MFP-17-TS | 16.6 | High Performance Freezer | 4515200E | 600
CME Corp | CMEB-FRZ-FLM-17-TS-HCF | 16.6 | High Performance Freezer | 4515201 | 600
CME Corp | CMEB-FRZ-17-P-HCF | 16.6 | High Performance Freezer | 4515201A | 600
CME Corp | CMEB-FRZ-17-S-HCF | 16.6 | High Performance Freezer | 4515201B | 600
CME Corp | CMEB-FRZ-17-TS-HCF | 16.6 | High Performance Freezer | 4515201C | 600
CME Corp | CMEB-FRZ-EXP-17-S-HCF | 16.6 | High Performance Freezer | 4515201D | 600
CME Corp | CMEB-FRZ-FLM-17-P-HCF | 16.6 | High Performance Freezer | 4515201E | 600
CME Corp | CMEB-FRZ-FLM-17-S-HCF | 16.6 | High Performance Freezer | 4515201F | 600
DAI Scientific Equipment | DAI-HC-FFP-17-TS | 16.6 | High Performance Freezer | 4515202 | 600
DAI Scientific Equipment | DAI-HC-EFP-17 | 16.6 | High Performance Freezer | 4515202A | 600
DAI Scientific Equipment | DAI-HC-FFP-17 | 16.6 | High Performance Freezer | 4515202B | 600
DAI Scientific Equipment | DAI-HC-FFP-17P | 16.6 | High Performance Freezer | 4515202C | 600
DAI Scientific Equipment | DAI-HC-MFP-17 | 16.6 | High Performance Freezer | 4515202D | 600
DAI Scientific Equipment | DAI-HC-MFP-17P | 16.6 | High Performance Freezer | 4515202E | 600
DAI Scientific Equipment | DAI-HC-MFP-17-TS | 16.6 | High Performance Freezer | 4515202F | 600
Clinicool and Futura | LHT-17-FFP | 16.6 | High Performance Freezer | 4515203 | 600
Clinicool and Futura | LHE-17-FFP | 16.6 | High Performance Freezer | 4515203A | 600
Clinicool and Futura | LHE-17-FMP | 16.6 | High Performance Freezer | 4515203B | 600
Clinicool and Futura | LHP-17-FF | 16.6 | High Performance Freezer | 4515203C | 600
Clinicool and Futura | LHP-17-FM | 16.6 | High Performance Freezer | 4515203D | 600
Clinicool and Futura | LHP-17-FX | 16.6 | High Performance Freezer | 4515203E | 600
Clinicool and Futura | LHT-17-FMP | 16.6 | High Performance Freezer | 4515203F | 600
VWR International, LLC. | VWR-HC-MFP-17 | 16.6 | High Performance Freezer | 4515204 | 600
VWR International, LLC. | VWR-HC-EFP-17 | 16.6 | High Performance Freezer | 4515204A | 600
VWR International, LLC. | VWR-HC-FFP-17 | 16.6 | High Performance Freezer | 4515204B | 600
VWR International, LLC. | VWR-HC-FFP-17P | 16.6 | High Performance Freezer | 4515204C | 600
VWR International, LLC. | VWR-HC-FFP-17-TS | 16.6 | High Performance Freezer | 4515204D | 600
VWR International, LLC. | VWR-HC-MFP-17P | 16.6 | High Performance Freezer | 4515204E | 600
VWR International, LLC. | VWR-HC-MFP-17-TS | 16.6 | High Performance Freezer | 4515204F | 600
Ares Scientific | ARS-HC-MFP-17P | 16.6 | High Performance Freezer | 4517876 | 600
Ares Scientific | ARS-HC-EFP-17 | 16.6 | High Performance Freezer | 4517876A | 600
Ares Scientific | ARS-HC-FFP-17 | 16.6 | High Performance Freezer | 4517876B | 600
Ares Scientific | ARS-HC-FFP-17P | 16.6 | High Performance Freezer | 4517876C | 600
Ares Scientific | ARS-HC-MFP-17 | 16.6 | High Performance Freezer | 4517876D | 600
Thermo Scientific | TSX2-2520FA-SS | 24.76 | High Performance Freezer | 4587287 | 1200
Thermo Scientific | TSX2-2520FA | 24.76 | High Performance Freezer | 4587288 | 1200
Thermo Scientific | TSX2-2520HA | 24.76 | High Performance Freezer | 4587289 | 1200
Thermo Scientific | TSX2-2520HA-SS | 24.76 | High Performance Freezer | 4587290 | 1200
Thermo Scientific | TSX2-1520FA | 15.35 | High Performance Freezer | 4587291 | 600
Thermo Scientific | TSX2-1520FA-SS | 15.35 | High Performance Freezer | 4587292 | 600
Thermo Scientific | TSX2-3020FA-SS | 28.9 | High Performance Freezer | 4587293 | 1200
Thermo Scientific | TSX2-3020FA | 28.9 | High Performance Freezer | 4587294 | 1200
Haier | DW-30L700F | 26.39 | High Performance Freezer | 4594374 | 1200
Haier | DW-30L350F | 12.88 | High Performance Freezer | 4594394 | 600
Thermo Scientific | FBG-1230FA | 12.88 | High Performance Freezer | 4594414 | 600
Thermo Scientific | TSX1-1230FA-SS | 12.88 | High Performance Freezer | 4594434 | 600
Thermo Scientific | TSX1-1230FA | 12.88 | High Performance Freezer | 4594454 | 600
Thermo Scientific | TSX1-2530FA | 26.39 | High Performance Freezer | 4594474 | 1200
Thermo Scientific | TSX1-2530FA-SS | 26.39 | High Performance Freezer | 4594494 | 1200
Thermo Scientific | FBG-2530FA | 26.39 | High Performance Freezer | 4594514 | 1200
Liebherr | SFFfg 5501 | 13.91 | High Performance Freezer | 4614974 | 600
Liebherr | SFFvh 5501 | 9.08 | High Performance Freezer | 4614994 | 600
Midea | MD-25L308 | 10.77 | High Performance Freezer | 4652854 | 600
Midea | MD-40L308 | 10.77 | High Performance Freezer | 4652874 | 600
Midea | MD-40L518 | 17.7 | High Performance Freezer | 4652894 | 600
Midea | MD-25L518 | 17.7 | High Performance Freezer | 4652914 | 600
Swisslog Healthcare | SLHC-MD-25L518 | 17.7 | High Performance Freezer | 4652974 | 600
Swisslog Healthcare | SLHC-MD-40L518 | 17.7 | High Performance Freezer | 4653074 | 600
Swisslog Healthcare | SLHC-MD-25L308 | 10.77 | High Performance Freezer | 4653094 | 600

## Lab Refrigerators
Brand Name | Model Number | Product Type | Total Volume (cubic feet) | ENERGY STAR Unique ID | Rebate Amount
PHCbi | MPR-S300H-PA | High Performance Refrigerator | 12.3 | 3995397 | 600
PHCbi | MPR-S500RH-PA | High Performance Refrigerator | 19.7 | 3995398 | 600
PHCbi | MPR-S500H-PA | High Performance Refrigerator | 19.7 | 3995399 | 600
PHCbi | MPR-S1201RXH-PA | High Performance Refrigerator | 56.3 | 3995402 | 1200
PHCbi | MPR-S1201XH-PA | High Performance Refrigerator | 56.3 | 3995403 | 1200
Helmer Scientific | ILR113-GX | High Performance Refrigerator | 12.25 | 3845245 | 600
Helmer Scientific | IBR113-GX | High Performance Refrigerator | 12.25 | 3845245A | 600
Helmer Scientific | IPR113-GX | High Performance Refrigerator | 12.25 | 3845245B | 600
Helmer Scientific | iLR125-GX | High Performance Refrigerator | 23.9 | 3891612 | 600
Helmer Scientific | iBR125-GX | High Performance Refrigerator | 23.9 | 3891612A | 600
Helmer Scientific | iPR125-GX | High Performance Refrigerator | 23.9 | 3891612B | 600
Helmer Scientific | HLR120-GX | High Performance Refrigerator | 18.9 | 3891614 | 600
Helmer Scientific | HBR120-GX | High Performance Refrigerator | 18.9 | 3891614A | 600
Helmer Scientific | HPR120-GX | High Performance Refrigerator | 18.9 | 3891614B | 600
FARRAR | FLR120 | High Performance Refrigerator | 18.9 | 3891615 | 600
Helmer Scientific | iLR120-GX | High Performance Refrigerator | 18.9 | 3891616 | 600
Helmer Scientific | iBR120-GX | High Performance Refrigerator | 18.9 | 3891616A | 600
Helmer Scientific | iPR120-GX | High Performance Refrigerator | 18.9 | 3891616B | 600
Helmer Scientific | iLR245-GX | High Performance Refrigerator | 42.8 | 3891617 | 800
Helmer Scientific | iBR245-GX | High Performance Refrigerator | 42.8 | 3891617A | 800
Helmer Scientific | iPR245-GX | High Performance Refrigerator | 42.8 | 3891617B | 800
Helmer Scientific | HLR125-GX | High Performance Refrigerator | 23.9 | 3891618 | 600
Helmer Scientific | HBR125-GX | High Performance Refrigerator | 23.9 | 3891618A | 600
Helmer Scientific | HPR125-GX | High Performance Refrigerator | 23.9 | 3891618B | 600
FARRAR | FLR125 | High Performance Refrigerator | 23.9 | 3891619 | 600
Helmer Scientific | iLR256-GX | High Performance Refrigerator | 53.85 | 3891620 | 1200
Helmer Scientific | iBR256-GX | High Performance Refrigerator | 53.85 | 3891620A | 1200
Helmer Scientific | iPR256-GX | High Performance Refrigerator | 53.85 | 3891620B | 1200
Helmer Scientific | HLR256-GX | High Performance Refrigerator | 53.85 | 3891621 | 1200
Helmer Scientific | HBR256-GX | High Performance Refrigerator | 53.85 | 3891621A | 1200
Helmer Scientific | HPR256-GX | High Performance Refrigerator | 53.85 | 3891621B | 1200
FARRAR | FLR256 | High Performance Refrigerator | 53.85 | 3891622 | 1200
Helmer Scientific | HLR245-GX | High Performance Refrigerator | 42.8 | 3891623 | 800
Helmer Scientific | HBR245-GX | High Performance Refrigerator | 42.8 | 3891623A | 800
Helmer Scientific | HPR245-GX | High Performance Refrigerator | 42.8 | 3891623B | 800
FARRAR | FLR245 | High Performance Refrigerator | 42.8 | 3891624 | 800
Helmer Scientific | HLR113-GX | High Performance Refrigerator | 12.25 | 4015978 | 600
Helmer Scientific | HBR113-GX | High Performance Refrigerator | 12.25 | 4015978A | 600
Helmer Scientific | HPR113-GX | High Performance Refrigerator | 12.25 | 4015978B | 600
American BioTech Supply | ABT-HC-LP-49 | High Performance Refrigerator | 45.26 | 4429256 | 1200
American BioTech Supply | ABT-HC-CP-49 | High Performance Refrigerator | 45.26 | 4429256A | 1200
American BioTech Supply | ABT-HC-CP-49-TS | High Performance Refrigerator | 45.26 | 4429256B | 1200
American BioTech Supply | ABT-HC-CS-49 | High Performance Refrigerator | 45.26 | 4429256C | 1200
American BioTech Supply | ABT-HC-LP-49-TS | High Performance Refrigerator | 45.26 | 4429256D | 1200
American BioTech Supply | ABT-HC-LS-49 | High Performance Refrigerator | 45.26 | 4429256E | 1200
American BioTech Supply | CRT-ABT-HC-S49G | High Performance Refrigerator | 45.26 | 4429256F | 1200
American BioTech Supply | PH-ABT-HC-49G | High Performance Refrigerator | 45.26 | 4429256G | 1200
American BioTech Supply | PH-ABT-HC-S49G | High Performance Refrigerator | 45.26 | 4429256H | 1200
American BioTech Supply | PH-ABT-NSF-49G | High Performance Refrigerator | 45.26 | 4429256I | 1200
American BioTech Supply | PH-ABT-NSF-S49G | High Performance Refrigerator | 45.26 | 4429256J | 1200
American BioTech Supply | ABT-HC-49S | High Performance Refrigerator | 45.26 | 4429257 | 1200
American BioTech Supply | ABT-HC-49S-TS | High Performance Refrigerator | 45.26 | 4429257A | 1200
American BioTech Supply | ABT-HC-SLS-49 | High Performance Refrigerator | 45.26 | 4429257B | 1200
American BioTech Supply | CRT-ABT-HC-S49S | High Performance Refrigerator | 45.26 | 4429257C | 1200
American BioTech Supply | PH-ABT-HC-49S | High Performance Refrigerator | 45.26 | 4429257D | 1200
American BioTech Supply | PH-ABT-HC-S49S | High Performance Refrigerator | 45.26 | 4429257E | 1200
American BioTech Supply | PH-ABT-NSF-49S | High Performance Refrigerator | 45.26 | 4429257F | 1200
American BioTech Supply | PH-ABT-NSF-S49S | High Performance Refrigerator | 45.26 | 4429257H | 1200
American BioTech Supply | ABT-HC-26 | High Performance Refrigerator | 23.42 | 4429258 | 600
American BioTech Supply | ABT-26-WAL1 | High Performance Refrigerator | 23.42 | 4429258A | 600
American BioTech Supply | ABT-26B-MEPS | High Performance Refrigerator | 23.42 | 4429258B | 600
American BioTech Supply | ABT-HC-26-TS | High Performance Refrigerator | 23.42 | 4429258C | 600
American BioTech Supply | ABT-HC-47 | High Performance Refrigerator | 45.41 | 4429259 | 1200
American BioTech Supply | ABT-HC-47-TS | High Performance Refrigerator | 45.41 | 4429259A | 1200
American BioTech Supply | ABT-HC-49 | High Performance Refrigerator | 44.01 | 4429260 | 1200
American BioTech Supply | ABT-49-MCKCA | High Performance Refrigerator | 44.01 | 4429260A | 1200
American BioTech Supply | ABT-49-WAL1 | High Performance Refrigerator | 44.01 | 4429260B | 1200
American BioTech Supply | ABT-HC-49-TS | High Performance Refrigerator | 44.01 | 4429260C | 1200
Haier | HLR-310FL | High Performance Refrigerator | 10.93 | 4437457 | 600
Haier | HYC-1030GD | High Performance Refrigerator | 35.7 | 4437458 | 800
Haier | HYC-1030GT | High Performance Refrigerator | 35.7 | 4437459 | 800
Haier | HYC-461GD | High Performance Refrigerator | 16.18 | 4437462 | 600
Haier | HYC-461FD | High Performance Refrigerator | 15.9 | 4437463 | 600
Haier | HYC-1031GD | High Performance Refrigerator | 36.41 | 4437464 | 800
Haier | HYC-1031FD | High Performance Refrigerator | 35.84 | 4437465 | 800
LabRepCo, LLC | LHT-HC-49G | High Performance Refrigerator | 45.26 | 4437622 | 1200
LabRepCo, LLC | LHE-49-HG-PH | High Performance Refrigerator | 45.26 | 4437622A | 1200
LabRepCo, LLC | LHE-49-HG-PHNSF | High Performance Refrigerator | 45.26 | 4437622B | 1200
LabRepCo, LLC | LHE-HC-49C | High Performance Refrigerator | 45.26 | 4437622C | 1200
LabRepCo, LLC | LHE-HC-49G | High Performance Refrigerator | 45.26 | 4437622D | 1200
LabRepCo, LLC | LHP-49-CRTHG | High Performance Refrigerator | 45.26 | 4437622E | 1200
LabRepCo, LLC | LHT-HC-49C | High Performance Refrigerator | 45.26 | 4437622F | 1200
LabRepCo, LLC | LHU-49-HG | High Performance Refrigerator | 45.26 | 4437622G | 1200
LabRepCo, LLC | LHU-49-HG-PH | High Performance Refrigerator | 45.26 | 4437622H | 1200
LabRepCo, LLC | LHU-49-HG-PHNSF | High Performance Refrigerator | 45.26 | 4437622I | 1200
LabRepCo, LLC | LHU-49-HGC | High Performance Refrigerator | 45.26 | 4437622J | 1200
LabRepCo, LLC | LHT-49-SD | High Performance Refrigerator | 45.26 | 4437623 | 1200
LabRepCo, LLC | LHE-49-SD | High Performance Refrigerator | 45.26 | 4437623A | 1200
LabRepCo, LLC | LHE-49-SD-PH | High Performance Refrigerator | 45.26 | 4437623B | 1200
LabRepCo, LLC | LHE-49-SD-PHNSF | High Performance Refrigerator | 45.26 | 4437623C | 1200
LabRepCo, LLC | LHP-49-CRTSD | High Performance Refrigerator | 45.26 | 4437623D | 1200
LabRepCo, LLC | LHU-49-SD-PH | High Performance Refrigerator | 45.26 | 4437623E | 1200
LabRepCo, LLC | LHU-49-SD-PHNSF | High Performance Refrigerator | 45.26 | 4437623F | 1200
LabRepCo, LLC | LHT-26-HG | High Performance Refrigerator | 23.42 | 4437624 | 600
LabRepCo, LLC | LHE-26-HG | High Performance Refrigerator | 23.42 | 4437624A | 600
LabRepCo, LLC | LHT-47-SG | High Performance Refrigerator | 45.41 | 4437625 | 1200
LabRepCo, LLC | LHE-47-SG | High Performance Refrigerator | 45.41 | 4437625A | 1200
LabRepCo, LLC | LHT-72-HG | High Performance Refrigerator | 65.84 | 4437626 | 1200
LabRepCo, LLC | LHE-72-HG | High Performance Refrigerator | 65.84 | 4437626A | 1200
LabRepCo, LLC | LHT-49-HG | High Performance Refrigerator | 44.01 | 4437627 | 1200
LabRepCo, LLC | LHE-49-HG | High Performance Refrigerator | 44.01 | 4437627A | 1200
Lab Research Products | LRP-HC-49S | High Performance Refrigerator | 45.26 | 4439093 | 1200
Lab Research Products | CRT-LRP-HC-S49S | High Performance Refrigerator | 45.26 | 4439093A | 1200
Lab Research Products | LRP-HC-49S-TS | High Performance Refrigerator | 45.26 | 4439093B | 1200
Lab Research Products | LRP-HC-SLB-49 | High Performance Refrigerator | 45.26 | 4439093C | 1200
Lab Research Products | PH-LRP-HC-49S | High Performance Refrigerator | 45.26 | 4439093D | 1200
Lab Research Products | PH-LRP-HC-S49S | High Performance Refrigerator | 45.26 | 4439093E | 1200
Lab Research Products | PH-LRP-NSF-49S | High Performance Refrigerator | 45.26 | 4439093F | 1200
Lab Research Products | PH-LRP-NSF-S49S | High Performance Refrigerator | 45.26 | 4439093G | 1200
Lab Research Products | LRP-HC-LP-49 | High Performance Refrigerator | 45.26 | 4439094 | 1200
Lab Research Products | CRT-LRP-HC-S49G | High Performance Refrigerator | 45.26 | 4439094A | 1200
Lab Research Products | LRP-HC-CB-49 | High Performance Refrigerator | 45.26 | 4439094B | 1200
Lab Research Products | LRP-HC-CP-49 | High Performance Refrigerator | 45.26 | 4439094C | 1200
Lab Research Products | LRP-HC-CP-49-TS | High Performance Refrigerator | 45.26 | 4439094D | 1200
Lab Research Products | LRP-HC-LB-49 | High Performance Refrigerator | 45.26 | 4439094E | 1200
Lab Research Products | LRP-HC-LP-49-TS | High Performance Refrigerator | 45.26 | 4439094F | 1200
Lab Research Products | PH-LRP-HC-49G | High Performance Refrigerator | 45.26 | 4439094G | 1200
Lab Research Products | PH-LRP-HC-S49G | High Performance Refrigerator | 45.26 | 4439094H | 1200
Lab Research Products | PH-LRP-NSF-49G | High Performance Refrigerator | 45.26 | 4439094I | 1200
Lab Research Products | PH-LRP-NSF-S49G | High Performance Refrigerator | 45.26 | 4439094J | 1200
Lab Research Products | LRP-HC-26 | High Performance Refrigerator | 23.42 | 4439095 | 600
Lab Research Products | LRP-HC-26-TS | High Performance Refrigerator | 23.42 | 4439095A | 600
Lab Research Products | LRP-HC-47 | High Performance Refrigerator | 45.41 | 4439096 | 1200
Lab Research Products | LRP-HC-47-TS | High Performance Refrigerator | 45.41 | 4439096A | 1200
Lab Research Products | LRP-HC-49 | High Performance Refrigerator | 44.01 | 4439097 | 1200
Lab Research Products | LRP-HC-49-TS | High Performance Refrigerator | 44.01 | 4439097A | 1200
Lab Research Products | LRP-HC-72 | High Performance Refrigerator | 65.84 | 4439098 | 1200
Lab Research Products | LRP-HC-72-TS | High Performance Refrigerator | 65.84 | 4439098A | 1200
VWR International | VWR-HCLP-49 | High Performance Refrigerator | 45.26 | 4439106 | 1200
VWR International | VWR-HCCP-49 | High Performance Refrigerator | 45.26 | 4439106A | 1200
VWR International | VWR-HCCP-49-TS | High Performance Refrigerator | 45.26 | 4439106B | 1200
VWR International | VWR-HCCS-49 | High Performance Refrigerator | 45.26 | 4439106C | 1200
VWR International | VWR-HCLP-49-TS | High Performance Refrigerator | 45.26 | 4439106D | 1200
VWR International | VWR-HCLS-49 | High Performance Refrigerator | 45.26 | 4439106E | 1200
VWR International | VWR-HC-49S | High Performance Refrigerator | 45.26 | 4439107 | 1200
VWR International | VWR-HC-49S-TS | High Performance Refrigerator | 45.26 | 4439107A | 1200
VWR International | VWR-HC-SLS-49 | High Performance Refrigerator | 45.26 | 4439107B | 1200
VWR International | VWR-HC-26 | High Performance Refrigerator | 23.42 | 4439108 | 600
VWR International | VWR-HC-26-TS | High Performance Refrigerator | 23.42 | 4439108A | 600
VWR International | VWR-HC-49 | High Performance Refrigerator | 44.01 | 4439109 | 1200
VWR International | VWR-HC-49-TS | High Performance Refrigerator | 44.01 | 4439109A | 1200
VWR International | VWR-HC-72 | High Performance Refrigerator | 65.84 | 4439110 | 1200
VWR International | VWR-HC-72-TS | High Performance Refrigerator | 65.84 | 4439110A | 1200
Ares Scientific | ARS-HC-49S | High Performance Refrigerator | 45.26 | 4429318 | 1200
Ares Scientific | ARS-HC-SLB-49 | High Performance Refrigerator | 45.26 | 4429318A | 1200
Ares Scientific | CRT-ARS-HC-S49S | High Performance Refrigerator | 45.26 | 4429318B | 1200
Ares Scientific | PH-ARS-HC-49S | High Performance Refrigerator | 45.26 | 4429318C | 1200
Ares Scientific | PH-ARS-HC-S49S | High Performance Refrigerator | 45.26 | 4429318D | 1200
Ares Scientific | ARS-HC-CP-49 | High Performance Refrigerator | 45.26 | 4429319 | 1200
Ares Scientific | ARS-HC-CB-49 | High Performance Refrigerator | 45.26 | 4429319A | 1200
Ares Scientific | ARS-HC-LB-49 | High Performance Refrigerator | 45.26 | 4429319B | 1200
Ares Scientific | ARS-HC-LP-49 | High Performance Refrigerator | 45.26 | 4429319C | 1200
Ares Scientific | CRT-ARS-HC-S49G | High Performance Refrigerator | 45.26 | 4429319D | 1200
Ares Scientific | PH-ARS-HC-49G | High Performance Refrigerator | 45.26 | 4429319E | 1200
Ares Scientific | PH-ARS-HC-S49G | High Performance Refrigerator | 45.26 | 4429319F | 1200
Biomedical Solutions, Inc. | BSI-HC-49S | High Performance Refrigerator | 45.26 | 4429402 | 1200
Biomedical Solutions, Inc. | BSI-HC-49S-TS | High Performance Refrigerator | 45.26 | 4429402A | 1200
Biomedical Solutions, Inc. | BSI-HC-SLS-49 | High Performance Refrigerator | 45.26 | 4429402B | 1200
Biomedical Solutions, Inc. | PH-BSI-HC-49S | High Performance Refrigerator | 45.26 | 4429402C | 1200
Biomedical Solutions, Inc. | PH-BSI-HC-S49S | High Performance Refrigerator | 45.26 | 4429402D | 1200
Biomedical Solutions, Inc. | PH-BSI-NSF-49S | High Performance Refrigerator | 45.26 | 4429402E | 1200
Biomedical Solutions, Inc. | PH-BSI-NSF-S49S | High Performance Refrigerator | 45.26 | 4429402F | 1200
Biomedical Solutions, Inc. | BSI-HC-CP-49 | High Performance Refrigerator | 45.26 | 4429403 | 1200
Biomedical Solutions, Inc. | BSI-HC-CP-49-TS | High Performance Refrigerator | 45.26 | 4429403A | 1200
Biomedical Solutions, Inc. | BSI-HC-CS-49 | High Performance Refrigerator | 45.26 | 4429403B | 1200
Biomedical Solutions, Inc. | BSI-HC-LP-49 | High Performance Refrigerator | 45.26 | 4429403C | 1200
Biomedical Solutions, Inc. | BSI-HC-LP-49-TS | High Performance Refrigerator | 45.26 | 4429403D | 1200
Biomedical Solutions, Inc. | BSI-HC-LS-49 | High Performance Refrigerator | 45.26 | 4429403E | 1200
Biomedical Solutions, Inc. | CRT-BSI-HC-S49G | High Performance Refrigerator | 45.26 | 4429403F | 1200
Biomedical Solutions, Inc. | PH-BSI-HC-49G | High Performance Refrigerator | 45.26 | 4429403G | 1200
Biomedical Solutions, Inc. | PH-BSI-HC-S49G | High Performance Refrigerator | 45.26 | 4429403H | 1200
Biomedical Solutions, Inc. | PH-BSI-NSF-49G | High Performance Refrigerator | 45.26 | 4429403I | 1200
Biomedical Solutions, Inc. | PH-BSI-NSF-S49G | High Performance Refrigerator | 45.26 | 4429403J | 1200
Biomedical Solutions, Inc. | BSI-HC-26 | High Performance Refrigerator | 23.42 | 4429404 | 600
Biomedical Solutions, Inc. | BSI-HC-26-TS | High Performance Refrigerator | 23.42 | 4429404A | 600
Biomedical Solutions, Inc. | BSI-HC-47 | High Performance Refrigerator | 45.41 | 4429405 | 1200
Biomedical Solutions, Inc. | BSI-HC-47-TS | High Performance Refrigerator | 45.41 | 4429405A | 1200
Biomedical Solutions, Inc. | BSI-HC-49 | High Performance Refrigerator | 44.01 | 4429408 | 1200
Biomedical Solutions, Inc. | BSI-HC-49-TS | High Performance Refrigerator | 44.01 | 4429408A | 1200
Biomedical Solutions, Inc. | BSI-HC-72 | High Performance Refrigerator | 65.84 | 4429409 | 1200
Biomedical Solutions, Inc. | BSI-HC-72-TS | High Performance Refrigerator | 65.84 | 4429409A | 1200
CME Corp | CMEB-REF-P-49-S-HCF | High Performance Refrigerator | 45.26 | 4429515 | 1200
CME Corp | CMEB-REF-P-49-S-NSF | High Performance Refrigerator | 45.26 | 4429515A | 1200
CME Corp | CMEB-REF-ST-49-S-HCF | High Performance Refrigerator | 45.26 | 4429515B | 1200
CME Corp | CMEB-REF-ST-49-S-NSF | High Performance Refrigerator | 45.26 | 4429515C | 1200
CME Corp | CMEB-REF-P-49-G-HCF | High Performance Refrigerator | 45.26 | 4429516 | 1200
CME Corp | CMEB-REF-P-49-G-NSF | High Performance Refrigerator | 45.26 | 4429516A | 1200
CME Corp | CMEB-REF-ST-49-G-HCF | High Performance Refrigerator | 45.26 | 4429516B | 1200
CME Corp | CMEB-REF-ST-49-G-NSF | High Performance Refrigerator | 45.26 | 4429516C | 1200
DAI Scientific Equipment | DAI-HC-49S | High Performance Refrigerator | 45.26 | 4430184 | 1200
DAI Scientific Equipment | CRT-DAI-HC-S49S | High Performance Refrigerator | 45.26 | 4430184A | 1200
DAI Scientific Equipment | DAI-HC-49S-TS | High Performance Refrigerator | 45.26 | 4430184B | 1200
DAI Scientific Equipment | DAI-HC-SLB-49 | High Performance Refrigerator | 45.26 | 4430184C | 1200
DAI Scientific Equipment | PH-DAI-HC-49S | High Performance Refrigerator | 45.26 | 4430184D | 1200
DAI Scientific Equipment | PH-DAI-HC-S49S | High Performance Refrigerator | 45.26 | 4430184E | 1200
DAI Scientific Equipment | PH-DAI-NSF-49S | High Performance Refrigerator | 45.26 | 4430184F | 1200
DAI Scientific Equipment | PH-DAI-NSF-S49S | High Performance Refrigerator | 45.26 | 4430184G | 1200
DAI Scientific Equipment | DAI-HC-LP-49 | High Performance Refrigerator | 45.26 | 4430185 | 1200
DAI Scientific Equipment | CRT-DAI-HC-S49G | High Performance Refrigerator | 45.26 | 4430185A | 1200
DAI Scientific Equipment | DAI-HC-CB-49 | High Performance Refrigerator | 45.26 | 4430185B | 1200
DAI Scientific Equipment | DAI-HC-CP-49 | High Performance Refrigerator | 45.26 | 4430185C | 1200
DAI Scientific Equipment | DAI-HC-CP-49-TS | High Performance Refrigerator | 45.26 | 4430185D | 1200
DAI Scientific Equipment | DAI-HC-LB-49 | High Performance Refrigerator | 45.26 | 4430185E | 1200
DAI Scientific Equipment | DAI-HC-LP-49-TS | High Performance Refrigerator | 45.26 | 4430185F | 1200
DAI Scientific Equipment | PH-DAI-HC-49G | High Performance Refrigerator | 45.26 | 4430185G | 1200
DAI Scientific Equipment | PH-DAI-HC-S49G | High Performance Refrigerator | 45.26 | 4430185H | 1200
DAI Scientific Equipment | PH-DAI-NSF-49G | High Performance Refrigerator | 45.26 | 4430185I | 1200
DAI Scientific Equipment | PH-DAI-NSF-S49G | High Performance Refrigerator | 45.26 | 4430185J | 1200
DAI Scientific Equipment | DAI-HC-26 | High Performance Refrigerator | 23.42 | 4430186 | 600
DAI Scientific Equipment | DAI-HC-26-TS | High Performance Refrigerator | 23.42 | 4430186A | 600
DAI Scientific Equipment | DAI-HC-47 | High Performance Refrigerator | 45.41 | 4430187 | 1200
DAI Scientific Equipment | DAI-HC-47-TS | High Performance Refrigerator | 45.41 | 4430187A | 1200
DAI Scientific Equipment | DAI-HC-49 | High Performance Refrigerator | 44.01 | 4430188 | 1200
DAI Scientific Equipment | DAI-HC-49-TS | High Performance Refrigerator | 44.01 | 4430188A | 1200
DAI Scientific Equipment | DAI-HC-72 | High Performance Refrigerator | 65.84 | 4430189 | 1200
DAI Scientific Equipment | DAI-HC-72-TS | High Performance Refrigerator | 65.84 | 4430189A | 1200
Corepoint Scientific | NSWDR492WWS/0 | High Performance Refrigerator | 45.26 | 4431337 | 1200
Corepoint Scientific | NSWDR492WWG/0 | High Performance Refrigerator | 45.26 | 4431398 | 1200
Liebherr | SRFfg 3501 | High Performance Refrigerator | 11.19 | 4470529 | 600
Liebherr | SRPvh 6501 | High Performance Refrigerator | 20.2 | 4470531 | 600
Liebherr | SRFvh 5501 | High Performance Refrigerator | 18.37 | 4470532 | 600
Liebherr | SRPvh 8401 | High Performance Refrigerator | 29.7 | 4470533 | 800
Liebherr | SRPvh 8411 | High Performance Refrigerator | 30.4 | 4470534 | 800
Liebherr | SRPvh 6511 | High Performance Refrigerator | 21.4 | 4470535 | 600
Liebherr | SRPvh 1402 | High Performance Refrigerator | 46.8 | 4470536 | 1200
Liebherr | SRFvh 5511 | High Performance Refrigerator | 19.33 | 4470537 | 600
Liebherr | SRPvh 1412 | High Performance Refrigerator | 48.2 | 4470538 | 1200
Liebherr | SRFfg 5501 | High Performance Refrigerator | 18.33 | 4470542 | 600
Follett | REF12i-5B-*00G* | High Performance Refrigerator | 10.5 | 4470571 | 600
Follett | REFOMN12i-00-*00S | High Performance Refrigerator | 10.5 | 4470572 | 600
Follett | REF12i-00-*00S* | High Performance Refrigerator | 10.5 | 4470573 | 600
Follett | REF12i-5D-*00S* | High Performance Refrigerator | 10.5 | 4470574 | 600
Follett | REF12i-5B-*00S* | High Performance Refrigerator | 10.5 | 4470575 | 600
Follett | REFOMN12i-00-*00G | High Performance Refrigerator | 10.5 | 4470576 | 600
Follett | REF12i-5D-*00G* | High Performance Refrigerator | 10.5 | 4470577 | 600
Follett | REF12i-00-*00G* | High Performance Refrigerator | 10.5 | 4470578 | 600
Follett | REFOMN12i-4S-*00G | High Performance Refrigerator | 10.5 | 4470579 | 600
Follett | REFOMN12i-5B-*00G | High Performance Refrigerator | 10.5 | 4470580 | 600
Follett | REF12i-4S-*00S* | High Performance Refrigerator | 10.5 | 4470581 | 600
Follett | REF12i-4S-*00G* | High Performance Refrigerator | 10.5 | 4470582 | 600
Follett | REFOMN12i-4S-*00S | High Performance Refrigerator | 10.5 | 4470583 | 600
Follett | REFOMN12i-5B-*00S | High Performance Refrigerator | 10.5 | 4470584 | 600
Follett | REFOMN12i-5D-*00G | High Performance Refrigerator | 10.5 | 4470585 | 600
Follett | REFOMN12i-5D-*00S | High Performance Refrigerator | 10.5 | 4470586 | 600
Follett | REF25i-00-*****S* | High Performance Refrigerator | 22.4 | 4470587 | 600
Follett | REF25i-BB-*****G* | High Performance Refrigerator | 22.4 | 4470588 | 600
Follett | REF25i-4S-*****S* | High Performance Refrigerator | 22.4 | 4470589 | 600
Follett | REF25i-6B-*****G* | High Performance Refrigerator | 22.4 | 4470590 | 600
Follett | REF25i-6D-*****S* | High Performance Refrigerator | 22.4 | 4470591 | 600
Follett | REFOMN25i-00-*****G* | High Performance Refrigerator | 22.4 | 4470592 | 600
Follett | REF25i-6B-*****S* | High Performance Refrigerator | 22.4 | 4470593 | 600
Follett | REF25i-00-*****G* | High Performance Refrigerator | 22.4 | 4470594 | 600
Follett | REF25i-6D-*****G* | High Performance Refrigerator | 22.4 | 4470595 | 600
Follett | REFOMN25i-6B-*****G* | High Performance Refrigerator | 22.4 | 4470596 | 600
Follett | REF25i-4S-*****G* | High Performance Refrigerator | 22.4 | 4470597 | 600
Follett | REFOMN25i-4S-*****G* | High Performance Refrigerator | 22.4 | 4470598 | 600
Follett | REFOMN20i-00-*****G* | High Performance Refrigerator | 17.7 | 4470599 | 600
Follett | REF20i-00-*****S* | High Performance Refrigerator | 17.7 | 4470600 | 600
Follett | REF20i-6D-*****S* | High Performance Refrigerator | 17.7 | 4470601 | 600
Follett | REF20i-4S-*****G* | High Performance Refrigerator | 17.7 | 4470602 | 600
Follett | REF20i-6B-*****G* | High Performance Refrigerator | 17.7 | 4470603 | 600
Follett | REF20i-6B-*****S* | High Performance Refrigerator | 17.7 | 4470604 | 600
Follett | REF20i-6D-*****G* | High Performance Refrigerator | 17.7 | 4470605 | 600
Follett | REF20i-BB-*****G* | High Performance Refrigerator | 17.7 | 4470606 | 600
Follett | REF20i-00-*****G* | High Performance Refrigerator | 17.7 | 4470607 | 600
Follett | REFOMN20i-4S-*****G* | High Performance Refrigerator | 17.7 | 4470608 | 600
Follett | REFOMN20i-6B-*****G* | High Performance Refrigerator | 17.7 | 4470609 | 600
B Medical Systems S.A.R.L. | B291 | High Performance Refrigerator | 9.25 | 4478559 | 600
B Medical Systems S.A.R.L. | P290 | High Performance Refrigerator | 9.25 | 4478560 | 600
B Medical Systems S.A.R.L. | L380 | High Performance Refrigerator | 11.11 | 4478561 | 600
B Medical Systems S.A.R.L. | P380 | High Performance Refrigerator | 11.58 | 4478562 | 600
B Medical Systems S.A.R.L. | B381 | High Performance Refrigerator | 11.58 | 4478563 | 600
B Medical Systems S.A.R.L. | L290 | High Performance Refrigerator | 8.97 | 4478564 | 600
B Medical Systems S.A.R.L. | L900 | High Performance Refrigerator | 27.8 | 4478565 | 800
B Medical Systems S.A.R.L. | P700 | High Performance Refrigerator | 26.4 | 4478570 | 800
B Medical Systems S.A.R.L. | B701 | High Performance Refrigerator | 26.4 | 4478571 | 800
B Medical Systems S.A.R.L. | B901 | High Performance Refrigerator | 30.8 | 4478572 | 800
B Medical Systems S.A.R.L. | P900 | High Performance Refrigerator | 30.8 | 4478573 | 800
Thermo Scientific | TSV72RPGA | High Performance Refrigerator | 68.45 | 4479406 | 1200
Thermo Scientific | TSV72RSGA | High Performance Refrigerator | 68.45 | 4479406A | 1200
Fisher Scientific | FBV72RPGA | High Performance Refrigerator | 68.45 | 4479407 | 1200
Fisher Scientific | FBV72RSGA | High Performance Refrigerator | 68.45 | 4479408 | 1200
Cardinal Health | CHV72RPGA | High Performance Refrigerator | 68.45 | 4479409 | 1200
Cardinal Health | CHV72RSGA | High Performance Refrigerator | 68.45 | 4479410 | 1200
Thermo Fisher Scientific | TSG3005GA | High Performance Refrigerator | 27.08 | 4479411 | 800
Thermo Fisher Scientific | TSG3005CA | High Performance Refrigerator | 27.08 | 4479411A | 800
Thermo Fisher Scientific | TSG3005GSA | High Performance Refrigerator | 27.08 | 4479411B | 800
Thermo Fisher Scientific | TSG3005PA | High Performance Refrigerator | 27.08 | 4479411C | 800
Cardinal Health | CHG3005GA | High Performance Refrigerator | 27.08 | 4479412 | 800
Fisher Brand | FBG3005GA | High Performance Refrigerator | 27.08 | 4479413 | 800
Fisher Brand | FBG3005CA | High Performance Refrigerator | 27.08 | 4479413A | 800
Fisher Brand | FBG3005GSA | High Performance Refrigerator | 27.08 | 4479413B | 800
Fisher Brand | FBG3005PA | High Performance Refrigerator | 27.08 | 4479413C | 800
Thermo Fisher Scientific | TSG1205GA | High Performance Refrigerator | 12.15 | 4479414 | 600
Thermo Fisher Scientific | TSG1205PA | High Performance Refrigerator | 12.15 | 4479414A | 600
Cardinal Health | CHG1205GA | High Performance Refrigerator | 12.15 | 4479415 | 600
Fisher Brand | FBG1205GA | High Performance Refrigerator | 12.15 | 4479416 | 600
Fisher Brand | FBG1205PA | High Performance Refrigerator | 12.15 | 4479416A | 600
Thermo Fisher Scientific | TSG5005GA | High Performance Refrigerator | 49.02 | 4479417 | 1200
Thermo Fisher Scientific | TSG5005CA | High Performance Refrigerator | 49.02 | 4479417A | 1200
Thermo Fisher Scientific | TSG5005GSA | High Performance Refrigerator | 49.02 | 4479417B | 1200
Thermo Fisher Scientific | TSG5005PA | High Performance Refrigerator | 49.02 | 4479417C | 1200
Cardinal Health | CHG5005GA | High Performance Refrigerator | 49.02 | 4479418 | 1200
Fisher Brand | FBG5005GA | High Performance Refrigerator | 49.02 | 4479419 | 1200
Fisher Brand | FBG5005CA | High Performance Refrigerator | 49.02 | 4479419A | 1200
Fisher Brand | FBG5005GSA | High Performance Refrigerator | 49.02 | 4479419B | 1200
Fisher Brand | FBG5005PA | High Performance Refrigerator | 49.02 | 4479419C | 1200
Thermo Fisher Scientific | TSG2305GA | High Performance Refrigerator | 21.9 | 4479421 | 600
Thermo Fisher Scientific | TSG2305CA | High Performance Refrigerator | 21.9 | 4479421A | 600
Thermo Fisher Scientific | TSG2305PA | High Performance Refrigerator | 21.9 | 4479421B | 600
Cardinal Health | CHG2305GA | High Performance Refrigerator | 21.9 | 4479422 | 600
Fisher Brand | FBG2305GA | High Performance Refrigerator | 21.9 | 4479423 | 600
Fisher Brand | FBG2305CA | High Performance Refrigerator | 21.9 | 4479423A | 600
Fisher Brand | FBG2305PA | High Performance Refrigerator | 21.9 | 4479423B | 600
Thermo Fisher Scientific | TSG4505GA | High Performance Refrigerator | 46.81 | 4479427 | 1200
Thermo Fisher Scientific | TSG4505CA | High Performance Refrigerator | 46.81 | 4479427A | 1200
Thermo Fisher Scientific | TSG4505GSA | High Performance Refrigerator | 46.81 | 4479427B | 1200
Cardinal Health | CHG4505GA | High Performance Refrigerator | 46.81 | 4479428 | 1200
Fisher Brand | FBG4505GA | High Performance Refrigerator | 46.81 | 4479429 | 1200
Fisher Brand | FBG4505CA | High Performance Refrigerator | 46.81 | 4479429A | 1200
Fisher Brand | FBG4505GSA | High Performance Refrigerator | 46.81 | 4479429B | 1200
Haier | HYC-341GD | High Performance Refrigerator | 12.59 | 4479538 | 600
So-Low Environmental | DH4-45SGD | High Performance Refrigerator | 45 | 4479636 | 1200
So-Low Environmental | DH4-45SGDCH | High Performance Refrigerator | 45 | 4479636A | 1200
So-Low Environmental | EC4-45SGD | High Performance Refrigerator | 45 | 4479636B | 1200
LabRepCo, LLC | LABL-45-SG | High Performance Refrigerator | 45 | 4479637 | 1200
So-Low Environmental | DH4-10GD | High Performance Refrigerator | 10 | 4479638 | 600
So-Low Environmental | EC4-10GD | High Performance Refrigerator | 10 | 4479638A | 600
So-Low Environmental | DH4-38SGD | High Performance Refrigerator | 38 | 4479639 | 800
So-Low Environmental | DH4-38SGDCH | High Performance Refrigerator | 38 | 4479639A | 800
So-Low Environmental | EC4-38SGD | High Performance Refrigerator | 38 | 4479639B | 800
LabRepCo, LLC | LABL-38-SG | High Performance Refrigerator | 38 | 4479640 | 800
So-Low Environmental | DH4-27GD | High Performance Refrigerator | 27 | 4480291 | 800
So-Low Environmental | DH4-27GDCH | High Performance Refrigerator | 27 | 4480291A | 800
So-Low Environmental | DH4-27GDCH-SS | High Performance Refrigerator | 27 | 4480291B | 800
So-Low Environmental | DH4-27GDSS | High Performance Refrigerator | 27 | 4480291C | 800
So-Low Environmental | EC4-27GD | High Performance Refrigerator | 27 | 4480291D | 800
LabRepCo, LLC | LABL-27-HG | High Performance Refrigerator | 27 | 4480292 | 800
LabRepCo, LLC | LABL-27-HGSS | High Performance Refrigerator | 27 | 4480292A | 800
So-Low Environmental | DH4-12GD | High Performance Refrigerator | 12 | 4480293 | 600
So-Low Environmental | DH4-12GDSS | High Performance Refrigerator | 12 | 4480293A | 600
So-Low Environmental | EC4-12GD | High Performance Refrigerator | 12 | 4480293B | 600
LabRepCo, LLC | LABL-12-HG | High Performance Refrigerator | 12 | 4480294 | 600
LabRepCo, LLC | LABL-12-HGSS | High Performance Refrigerator | 12 | 4480294A | 600
So-Low Environmental | DH4-49GD | High Performance Refrigerator | 49 | 4480309 | 1200
So-Low Environmental | DH4-49GDCH | High Performance Refrigerator | 49 | 4480309A | 1200
So-Low Environmental | DH4-49GDCH-SS | High Performance Refrigerator | 49 | 4480309B | 1200
So-Low Environmental | DH4-49GDSS | High Performance Refrigerator | 49 | 4480309C | 1200
So-Low Environmental | EC4-49GD | High Performance Refrigerator | 49 | 4480309D | 1200
LabRepCo, LLC | LABL-49-HG | High Performance Refrigerator | 49 | 4480310 | 1200
LabRepCo, LLC | LABL-49-HGSS | High Performance Refrigerator | 49 | 4480310A | 1200
So-Low Environmental | DH4-74GD | High Performance Refrigerator | 72 | 4480313 | 1200
So-Low Environmental | DH4-74GDCH | High Performance Refrigerator | 72 | 4480313A | 1200
So-Low Environmental | DH4-74GDCH-SS | High Performance Refrigerator | 72 | 4480313B | 1200
So-Low Environmental | DH4-74GDSS | High Performance Refrigerator | 72 | 4480313C | 1200
So-Low Environmental | EC4-74GD | High Performance Refrigerator | 72 | 4480313D | 1200
LabRepCo, LLC | LABL-74-HG | High Performance Refrigerator | 72 | 4480314 | 1200
LabRepCo, LLC | LABL-72-HGSS | High Performance Refrigerator | 72 | 4480314 | 1200
LabRepCo, LLC | LABLG-74-HG | High Performance Refrigerator | 72 | 4480314 | 1200
So-Low Environmental | DH4-23GD | High Performance Refrigerator | 23 | 4480315 | 600
So-Low Environmental | DH4-23GDCH | High Performance Refrigerator | 23 | 4480315A | 600
So-Low Environmental | DH4-23GDCH-SS | High Performance Refrigerator | 23 | 4480315B | 600
So-Low Environmental | DH4-23GDSS | High Performance Refrigerator | 23 | 4480315C | 600
So-Low Environmental | EC4-23GD | High Performance Refrigerator | 23 | 4480315D | 600
LabRepCo, LLC | LABL-23-HG | High Performance Refrigerator | 23 | 4480316 | 600
LabRepCo, LLC | LABL-23-HGSS | High Performance Refrigerator | 23 | 4480316A | 600
American BioTech Supply | ABT-HC-SSR-25G | High Performance Refrigerator | 19.25 | 4480868 | 600
American BioTech Supply | ABT-HC-SSR-25G-LH | High Performance Refrigerator | 19.25 | 4480868A | 600
American BioTech Supply | CPS-HC-SSR-25G | High Performance Refrigerator | 19.25 | 4480868B | 600
American BioTech Supply | CPS-HC-SSR-25G-LH | High Performance Refrigerator | 19.25 | 4480868C | 600
American BioTech Supply | LRP-HC-SSR-25G | High Performance Refrigerator | 19.25 | 4480868D | 600
American BioTech Supply | LRP-HC-SSR-25G-LH | High Performance Refrigerator | 19.25 | 4480868E | 600
American BioTech Supply | PH-ABT-NSF-SSR-25G | High Performance Refrigerator | 19.25 | 4480868F | 600
American BioTech Supply | PH-ABT-NSF-SSR-25G-LH | High Performance Refrigerator | 19.25 | 4480868G | 600
American BioTech Supply | PH-CPS-NSF-SSR-25GPH-CPS-NSF-SSR-25G-LH | High Performance Refrigerator | 19.25 | 4480868H | 600
American BioTech Supply | PH-LRP-NSF-SSR-25G | High Performance Refrigerator | 19.25 | 4480868I | 600
American BioTech Supply | PH-LRP-NSF-SSR-25G-LH | High Performance Refrigerator | 19.25 | 4480868J | 600
Swisslog Healthcare | SLHC-MC-5L316-NA | High Performance Refrigerator | 10.97 | 4481038 | 600
Midea | MC-5L316 | High Performance Refrigerator | 10.97 | 4481039 | 600
Desmon Spa | BB-PGM07Gxxxxxxxxx | High Performance Refrigerator | 20.87 | 4481466 | 600
Desmon Spa | BB-PGM09Gxxxxxxxxx | High Performance Refrigerator | 31.35 | 4481467 | 800
Desmon Spa | BB-PGM14Gxxxxxxxxx | High Performance Refrigerator | 46.38 | 4481468 | 1200
Desmon Spa | DS-PGM14Gxxxxxxxxx | High Performance Refrigerator | 47.31 | 4481470 | 1200
Desmon Spa | DS-PGM09Gxxxxxxxxx | High Performance Refrigerator | 32.28 | 4497513 | 800
American BioTech Supply | PH-ABT-HC-S16G-DJA | High Performance Refrigerator | 12.59 | 4498521 | 600
American BioTech Supply | PH-ABT-HC-S16G | High Performance Refrigerator | 12.59 | 4498522 | 600
American BioTech Supply | PH-ABT-NSF-S16G | High Performance Refrigerator | 12.59 | 4498523 | 600
American BioTech Supply | ABT-HC-CS-16 | High Performance Refrigerator | 12.59 | 4498524 | 600
American BioTech Supply | PH-ABT-HC-16G | High Performance Refrigerator | 12.59 | 4498525 | 600
American BioTech Supply | PH-ABT-NSF-S16G-DJA | High Performance Refrigerator | 12.59 | 4498526 | 600
American BioTech Supply | PH-ABT-NSF-16G | High Performance Refrigerator | 12.59 | 4498527 | 600
Biomedical Solutions Inc. | PH-BSI-NSF-10PS | High Performance Refrigerator | 9.38 | 4498530 | 600
Biomedical Solutions Inc. | PH-BSI-NSF-10PG | High Performance Refrigerator | 9.38 | 4498531 | 600
Corepoint Scientific | PRNSF101WWG/0 | High Performance Refrigerator | 9.38 | 4498821 | 600
Corepoint Scientific | PRNSF101WWW/0 | High Performance Refrigerator | 9.38 | 4498822 | 600
HEMOVAULT | AHBBG254SS | High Performance Refrigerator | 20.87 | 4498978 | 600
HEMOVAULT | AHBBG252 | High Performance Refrigerator | 20.87 | 4498979 | 600
Accucold | ARG304MLSS | High Performance Refrigerator | 31.35 | 4498981 | 800
Lab Research Products | LRP-HC-16-TS-ETL | High Performance Refrigerator | 12.59 | 4498488 | 600
Lab Research Products | LRP-HC-CP-16-TS | High Performance Refrigerator | 12.59 | 4498489 | 600
Lab Research Products | LRP-HC-CP-16 | High Performance Refrigerator | 12.59 | 4498490 | 600
Lab Research Products | LRP-HC-CB-16 | High Performance Refrigerator | 12.59 | 4498491 | 600
Lab Research Products | PH-LRP-HC-S16G | High Performance Refrigerator | 12.59 | 4498492 | 600
Lab Research Products | PH-LRP-HC-16G | High Performance Refrigerator | 12.59 | 4498493 | 600
Lab Research Products | PH-LRP-NSF-16G | High Performance Refrigerator | 12.59 | 4498494 | 600
Lab Research Products | PH-LRP-NSF-S16G | High Performance Refrigerator | 12.59 | 4498495 | 600
Lab Research Products | CRT-LRP-HC-S16G | High Performance Refrigerator | 12.59 | 4498496 | 600
Labrepco, Inc. | LHT-HC-16G | High Performance Refrigerator | 12.59 | 4498497 | 600
Labrepco, Inc. | LHE-HC-16G | High Performance Refrigerator | 12.59 | 4498498 | 600
Labrepco, Inc. | LHT-HC-16C | High Performance Refrigerator | 12.59 | 4498499 | 600
Labrepco, Inc. | LHU-16-HG | High Performance Refrigerator | 12.59 | 4498500 | 600
Labrepco, Inc. | LHU-16-HGC | High Performance Refrigerator | 12.59 | 4498501 | 600
Labrepco, Inc. | LHE-HC-16C | High Performance Refrigerator | 12.59 | 4498502 | 600
Labrepco, Inc. | LHE-16-HG-PH | High Performance Refrigerator | 12.59 | 4498503 | 600
Labrepco, Inc. | LHE-16-HG-PHNSF | High Performance Refrigerator | 12.59 | 4498504 | 600
Labrepco, Inc. | LHU-16-HG-PH | High Performance Refrigerator | 12.59 | 4498505 | 600
Labrepco, Inc. | LHP-16-CRTHG | High Performance Refrigerator | 12.59 | 4498506 | 600
DAI Scientific Equipment | DAI-HC-LP-16 | High Performance Refrigerator | 12.59 | 4498507 | 600
DAI Scientific Equipment | DAI-HC-LP-16-TS | High Performance Refrigerator | 12.59 | 4498508 | 600
Labrepco, Inc. | LHU-16-HG-PHNSF | High Performance Refrigerator | 12.59 | 4498509 | 600
American BioTech Supply | PH-ABT-NSF-10PS | High Performance Refrigerator | 9.38 | 4498514 | 600
American BioTech Supply | PH-ABT-NSF-10PG | High Performance Refrigerator | 9.38 | 4498515 | 600
Lab Research Products | LRP-HC-16-TS-ETL | High Performance Refrigerator | 12.59 | 4498517 | 600
American BioTech Supply | ABT-HC-LP-16-TS | High Performance Refrigerator | 12.59 | 4498518 | 600
American BioTech Supply | ABT-HC-LS-16 | High Performance Refrigerator | 12.59 | 4498519 | 600
American BioTech Supply | ABT-HC-CP-16 | High Performance Refrigerator | 12.59 | 4498520 | 600
HEMOVAULT | AHBBG302 | High Performance Refrigerator | 31.35 | 4498982 | 800
Accucold | ARG302ML | High Performance Refrigerator | 31.35 | 4498983 | 800
HEMOVAULT | AHBBG304SS | High Performance Refrigerator | 31.35 | 4498984 | 800
Accucold | ARG494MLSS | High Performance Refrigerator | 46.38 | 4498985 | 1200
HEMOVAULT | AHBBG492 | High Performance Refrigerator | 46.38 | 4498986 | 1200
HEMOVAULT | AHBBG494SS | High Performance Refrigerator | 46.38 | 4498987 | 1200
Lab Research Products | LRP-HC-16-TS-ETL | High Performance Refrigerator | 12.59 | 4499094 | 600
American BioTech Supply | CRT-ABT-HC-S16G | High Performance Refrigerator | 12.59 | 4499095 | 600
Biomedical Solutions, Inc. | BSI-HC-LP-16-TS | High Performance Refrigerator | 12.59 | 4499096 | 600
Biomedical Solutions, Inc. | BSI-HC-LP-16 | High Performance Refrigerator | 12.59 | 4499097 | 600
Biomedical Solutions, Inc. | BSI-HC-LS-16 | High Performance Refrigerator | 12.59 | 4499098 | 600
Biomedical Solutions, Inc. | BSI-HC-CP-16-TS | High Performance Refrigerator | 12.59 | 4499099 | 600
Biomedical Solutions, Inc. | BSI-HC-CP-16 | High Performance Refrigerator | 12.59 | 4499100 | 600
Biomedical Solutions, Inc. | BSI-HC-CS-16 | High Performance Refrigerator | 12.59 | 4499101 | 600
Biomedical Solutions, Inc. | PH-BSI-HC-16G | High Performance Refrigerator | 12.59 | 4499102 | 600
Biomedical Solutions, Inc. | PH-BSI-HC-S16G | High Performance Refrigerator | 12.59 | 4499103 | 600
Nor-Lake Scientific | NSWDR161WWG/0 | High Performance Refrigerator | 12.59 | 4499104 | 600
CME Corp | CMEB-REF-P-16-G-HCF | High Performance Refrigerator | 12.59 | 4499105 | 600
CME Corp | CMEB-REF-ST-16-G-HCF | High Performance Refrigerator | 12.59 | 4499106 | 600
CME Corp | CMEB-REF-P-16-G-NSF | High Performance Refrigerator | 12.59 | 4499107 | 600
Lab Research Products | LRP-HC-CP-23 | High Performance Refrigerator | 18 | 4510342 | 600
Lab Research Products | LRP-HC-CB-23 | High Performance Refrigerator | 18 | 4510343 | 600
Lab Research Products | PH-LRP-HC-23G | High Performance Refrigerator | 18 | 4510344 | 600
Lab Research Products | PH-LRP-HC-S23G | High Performance Refrigerator | 18 | 4510345 | 600
Lab Research Products | PH-LRP-NSF-23G | High Performance Refrigerator | 18 | 4510346 | 600
Lab Research Products | PH-LRP-NSF-S23G | High Performance Refrigerator | 18 | 4510347 | 600
Lab Research Products | CRT-LRP-HC-S23G | High Performance Refrigerator | 18 | 4510348 | 600
Lab Research Products | LRP-HC-23-TS-ETL | High Performance Refrigerator | 18 | 4510351 | 600
Labrepco, Inc. | LHT-HC-23G | High Performance Refrigerator | 18 | 4510352 | 600
Labrepco, Inc. | LHE-HC-23G | High Performance Refrigerator | 18 | 4510353 | 600
Labrepco, Inc. | LHU-23-HG | High Performance Refrigerator | 18 | 4510354 | 600
Labrepco, Inc. | LHT-HC-23C | High Performance Refrigerator | 18 | 4510355 | 600
Labrepco, Inc. | LHE-HC-23C | High Performance Refrigerator | 18 | 4510356 | 600
Labrepco, Inc. | LHU-23-HGC | High Performance Refrigerator | 18 | 4510357 | 600
Labrepco, Inc. | LHE-23-HG-PH | High Performance Refrigerator | 18 | 4510358 | 600
Labrepco, Inc. | LHU-23-HG-PH | High Performance Refrigerator | 18 | 4510359 | 600
Labrepco, Inc. | LHE-23-HG-PHNSF | High Performance Refrigerator | 18 | 4510360 | 600
Labrepco, Inc. | LHU-23-HG-PHNSF | High Performance Refrigerator | 18 | 4510361 | 600
Labrepco, Inc. | LHP-23-CRTHG | High Performance Refrigerator | 18 | 4510362 | 600
DAI Scientific Equipment | DAI-HC-LP-23-TS | High Performance Refrigerator | 18 | 4510363 | 600
DAI Scientific Equipment | DAI-HC-LP-23 | High Performance Refrigerator | 18 | 4510364 | 600
DAI Scientific Equipment | DAI-HC-LB-23 | High Performance Refrigerator | 18 | 4510365 | 600
CME Corp | CMEB-REF-ST-16-G-NSF | High Performance Refrigerator | 12.59 | 4499108 | 600
Biomedical Solutions, Inc. | PH-BSI-NSF-16G | High Performance Refrigerator | 12.59 | 4499109 | 600
Biomedical Solutions, Inc. | PH-BSI-NSF-S16G | High Performance Refrigerator | 12.59 | 4499110 | 600
Lab Research Products | LRP-HC-LP-16 | High Performance Refrigerator | 12.59 | 4499111 | 600
Lab Research Products | LRP-HC-LP-16-TS | High Performance Refrigerator | 12.59 | 4499112 | 600
Lab Research Products | LRP-HC-LB-16 | High Performance Refrigerator | 12.59 | 4499113 | 600
Horizon Scientific | HS-HC-LAB-R-26-G-B-IM | High Performance Refrigerator | 23 | 4499115 | 600
Labrepco, Inc. | LHE-26-HG-PHNSF | High Performance Refrigerator | 23 | 4499116 | 600
Labrepco, Inc. | LHU-26-HG-PHNSF | High Performance Refrigerator | 23 | 4499117 | 600
Labrepco, Inc. | LHP-26-CRTHG | High Performance Refrigerator | 23 | 4499118 | 600
DAI Scientific Equipment | DAI-HC-LP-26-TS | High Performance Refrigerator | 23 | 4499119 | 600
DAI Scientific Equipment | DAI-HC-LB-26 | High Performance Refrigerator | 23 | 4499120 | 600
DAI Scientific Equipment | DAI-HC-LP-26 | High Performance Refrigerator | 23 | 4499121 | 600
DAI Scientific Equipment | DAI-HC-CP-26-TS | High Performance Refrigerator | 23 | 4499122 | 600
DAI Scientific Equipment | DAI-HC-CP-26 | High Performance Refrigerator | 23 | 4499123 | 600
DAI Scientific Equipment | DAI-HC-CB-26 | High Performance Refrigerator | 23 | 4499124 | 600
DAI Scientific Equipment | PH-DAI-HC-26G | High Performance Refrigerator | 23 | 4499125 | 600
DAI Scientific Equipment | PH-DAI-HC-S26G | High Performance Refrigerator | 23 | 4499126 | 600
DAI Scientific Equipment | PH-DAI-NSF-26G | High Performance Refrigerator | 23 | 4499127 | 600
DAI Scientific Equipment | PH-DAI-NSF-S26G | High Performance Refrigerator | 23 | 4499128 | 600
DAI Scientific Equipment | CRT-DAI-HC-S26G | High Performance Refrigerator | 23 | 4499129 | 600
VWR International | VWR-HCLP-26-TS | High Performance Refrigerator | 23 | 4499130 | 600
VWR International | VWR-HCLP-26 | High Performance Refrigerator | 23 | 4499131 | 600
VWR International | VWR-HCLS-26 | High Performance Refrigerator | 23 | 4499132 | 600
VWR International | VWR-HCCP-26-TS | High Performance Refrigerator | 23 | 4499133 | 600
Horizon Scientific | HS-HC-LAB-R-26-G-B-IM | High Performance Refrigerator | 23 | 4499134 | 600
Lab Research Products | PH-LRP-NSF-S26G | High Performance Refrigerator | 23 | 4499135 | 600
Lab Research Products | CRT-LRP-HC-S26G | High Performance Refrigerator | 23 | 4499136 | 600
Biomedical Solutions, Inc. | BSI-HC-LP-26-TS | High Performance Refrigerator | 23 | 4499137 | 600
Biomedical Solutions, Inc. | BSI-HC-LS-26 | High Performance Refrigerator | 23 | 4499138 | 600
Biomedical Solutions, Inc. | BSI-HC-LP-26 | High Performance Refrigerator | 23 | 4499139 | 600
Biomedical Solutions, Inc. | BSI-HC-CP-26-TS | High Performance Refrigerator | 23 | 4499140 | 600
Biomedical Solutions, Inc. | BSI-HC-CP-26 | High Performance Refrigerator | 23 | 4499141 | 600
Biomedical Solutions, Inc. | BSI-HC-CS-26 | High Performance Refrigerator | 23 | 4499142 | 600
Biomedical Solutions, Inc. | PH-BSI-HC-26G | High Performance Refrigerator | 23 | 4499143 | 600
Biomedical Solutions, Inc. | PH-BSI-HC-S26G | High Performance Refrigerator | 23 | 4499144 | 600
Biomedical Solutions, Inc. | PH-BSI-NSF-26G | High Performance Refrigerator | 23 | 4499145 | 600
Biomedical Solutions, Inc. | PH-BSI-NSF-S26G | High Performance Refrigerator | 23 | 4499146 | 600
Labrepco, Inc. | LHT-HC-26G | High Performance Refrigerator | 23 | 4499147 | 600
Labrepco, Inc. | LHE-HC-26G | High Performance Refrigerator | 23 | 4499148 | 600
Labrepco, Inc. | LHT-HC-26C | High Performance Refrigerator | 23 | 4499150 | 600
Labrepco, Inc. | LHE-HC-26C | High Performance Refrigerator | 23 | 4499151 | 600
LabRepCo, LLC | LHP-11-HG-PHNSF | High Performance Refrigerator | 9.38 | 4499154 | 600
LabRepCo, LLC | LHP-11-SD-PHNSF | High Performance Refrigerator | 9.38 | 4499155 | 600
Labrepco, Inc. | LHU-26-HGC | High Performance Refrigerator | 23 | 4499156 | 600
Labrepco, Inc. | LHE-26-HG-PH | High Performance Refrigerator | 23 | 4499157 | 600
Labrepco, Inc. | LHU-26-HG-PH | High Performance Refrigerator | 23 | 4499158 | 600
American BioTech Supply | PH-ABT-HC-16G-MCKCA | High Performance Refrigerator | 12.59 | 4510000 | 600
Labrepco, Inc. | LHT-HC-LP-16 | High Performance Refrigerator | 12.59 | 4510001 | 600
Labrepco, Inc. | LHT-HC-CP-16 | High Performance Refrigerator | 12.59 | 4510002 | 600
Labrepco, Inc. | LHE-HC-LP-16 | High Performance Refrigerator | 12.59 | 4510003 | 600
Labrepco, Inc. | LHE-HC-CP-16 | High Performance Refrigerator | 12.59 | 4510004 | 600
Lab Research Products | PH-ABT-26G-MCKCA | High Performance Refrigerator | 23 | 4510005 | 600
Lab Research Products | NSWDR261WWG/0 | High Performance Refrigerator | 23 | 4510006 | 600
Horizon Scientific | HS-HC-LAB-R-26-G-B-IM | High Performance Refrigerator | 23 | 4510021 | 600
American BioTech Supply | ABT-HC-LS-26 | High Performance Refrigerator | 23 | 4510022 | 600
Lab Research Products | LRP-HC-LB-26 | High Performance Refrigerator | 23 | 4510023 | 600
Nor-Lake Scientific | NSWD261WWG/0 | High Performance Refrigerator | 23 | 4510024 | 600
American BioTech Supply | ABT-HC-LP-26-TS | High Performance Refrigerator | 23 | 4510025 | 600
American BioTech Supply | ABT-HC-LP-26 | High Performance Refrigerator | 23 | 4510026 | 600
American BioTech Supply | ABT-HC-CP-26-TS | High Performance Refrigerator | 23 | 4510027 | 600
American BioTech Supply | ABT-HC-CP-26 | High Performance Refrigerator | 23 | 4510028 | 600
American BioTech Supply | ABT-HC-CS-26 | High Performance Refrigerator | 23 | 4510029 | 600
American BioTech Supply | PH-ABT-HC-26G | High Performance Refrigerator | 23 | 4510030 | 600
American BioTech Supply | PH-ABT-HC-S26G | High Performance Refrigerator | 23 | 4510031 | 600
American BioTech Supply | PH-ABT-NSF-26G | High Performance Refrigerator | 23 | 4510032 | 600
American BioTech Supply | PH-ABT-NSF-S26G | High Performance Refrigerator | 23 | 4510033 | 600
American BioTech Supply | CRT-ABT-HC-S26G | High Performance Refrigerator | 23 | 4510034 | 600
Lab Research Products | LRP-HC-LP-26-TS | High Performance Refrigerator | 23 | 4510035 | 600
Lab Research Products | LRP-HC-LP-26 | High Performance Refrigerator | 23 | 4510036 | 600
Lab Research Products | LRP-HC-CP-26-TS | High Performance Refrigerator | 23 | 4510037 | 600
Lab Research Products | LRP-HC-CP-26 | High Performance Refrigerator | 23 | 4510038 | 600
Lab Research Products | LRP-HC-CB-26 | High Performance Refrigerator | 23 | 4510039 | 600
Lab Research Products | PH-LRP-HC-26G | High Performance Refrigerator | 23 | 4510040 | 600
Lab Research Products | PH-LRP-HC-S26G | High Performance Refrigerator | 23 | 4510041 | 600
Lab Research Products | PH-LRP-NSF-26G | High Performance Refrigerator | 23 | 4510042 | 600
LabRepCo, LLC | LHU-26-HG | High Performance Refrigerator | 23 | 4510043 | 600
CME Corp | CMEB-REF-P-10PT5-S-NSF | High Performance Refrigerator | 9.38 | 4510137 | 600
CME Corp | CMEB-REF-P-10PT5-G-NSF | High Performance Refrigerator | 9.38 | 4510138 | 600
DAI Scientific Equipment | PH-DAI-NSF-10PS | High Performance Refrigerator | 9.38 | 4510151 | 600
DAI Scientific Equipment | PH-DAI-NSF-10PG | High Performance Refrigerator | 9.38 | 4510152 | 600
Lab Research Products | PH-LRP-NSF-10PS | High Performance Refrigerator | 9.38 | 4510176 | 600
Lab Research Products | PH-LRP-NSF-10PG | High Performance Refrigerator | 9.38 | 4510177 | 600
VWR International | NSFHCLP-10S | High Performance Refrigerator | 9.38 | 4510192 | 600
VWR International | NSFHCLP-10G | High Performance Refrigerator | 9.38 | 4510193 | 600
Lab Research Products | LRP-HC-23-TS-ETL | High Performance Refrigerator | 18 | 4510327 | 600
American BioTech Supply | ABT-HC-CP-23-TS | High Performance Refrigerator | 18 | 4510328 | 600
American BioTech Supply | ABT-HC-CP-23 | High Performance Refrigerator | 18 | 4510329 | 600
American BioTech Supply | ABT-HC-CS-23 | High Performance Refrigerator | 18 | 4510330 | 600
American BioTech Supply | PH-ABT-HC-23G | High Performance Refrigerator | 18 | 4510331 | 600
American BioTech Supply | PH-ABT-HC-S23G | High Performance Refrigerator | 18 | 4510332 | 600
American BioTech Supply | PH-ABT-NSF-23G | High Performance Refrigerator | 18 | 4510333 | 600
American BioTech Supply | PH-ABT-NSF-S23G | High Performance Refrigerator | 18 | 4510334 | 600
American BioTech Supply | PH-ABT-NSF-S23G-DJA | High Performance Refrigerator | 18 | 4510335 | 600
American BioTech Supply | CRT-ABT-HC-S23G | High Performance Refrigerator | 18 | 4510336 | 600
Biomedical Solutions, Inc. | PH-BSI-NSF-S23G | High Performance Refrigerator | 18 | 4510337 | 600
Lab Research Products | LRP-HC-LP-23-TS | High Performance Refrigerator | 18 | 4510338 | 600
Lab Research Products | LRP-HC-LP-23 | High Performance Refrigerator | 18 | 4510339 | 600
Lab Research Products | LRP-HC-LB-23 | High Performance Refrigerator | 18 | 4510340 | 600
Lab Research Products | LRP-HC-CP-23-TS | High Performance Refrigerator | 18 | 4510341 | 600
DAI Scientific Equipment | DAI-HC-CP-23-TS | High Performance Refrigerator | 18 | 4510366 | 600
DAI Scientific Equipment | DAI-HC-CP-23 | High Performance Refrigerator | 18 | 4510367 | 600
DAI Scientific Equipment | DAI-HC-CB-23 | High Performance Refrigerator | 18 | 4510368 | 600
DAI Scientific Equipment | PH-DAI-HC-23G | High Performance Refrigerator | 18 | 4510369 | 600
DAI Scientific Equipment | PH-DAI-HC-S23G | High Performance Refrigerator | 18 | 4510370 | 600
DAI Scientific Equipment | PH-DAI-NSF-23G | High Performance Refrigerator | 18 | 4510371 | 600
DAI Scientific Equipment | PH-DAI-NSF-S23G | High Performance Refrigerator | 18 | 4510372 | 600
Lab Research Products | HS-VS-LAB-R-49-G-B-IM | High Performance Refrigerator | 42.63 | 4510466 | 800
American BioTech Supply | ABT-VS-LS-49 | High Performance Refrigerator | 42.63 | 4510467 | 800
American BioTech Supply | ABT-VS-LP-49 | High Performance Refrigerator | 42.63 | 4510468 | 800
American BioTech Supply | ABT-VS-LP-49-TS | High Performance Refrigerator | 42.63 | 4510469 | 800
American BioTech Supply | PH-ABT-VS-S49G | High Performance Refrigerator | 42.63 | 4510470 | 800
American BioTech Supply | PH-ABT-VS-49G | High Performance Refrigerator | 42.63 | 4510471 | 800
American BioTech Supply | PH-ABT-NVS-S49G | High Performance Refrigerator | 42.63 | 4510472 | 800
American BioTech Supply | PH-ABT-NVS-49G | High Performance Refrigerator | 42.63 | 4510473 | 800
DAI Scientific Equipment | DAI-VS-LS-49 | High Performance Refrigerator | 42.63 | 4510474 | 800
DAI Scientific Equipment | DAI-VS-LP-49 | High Performance Refrigerator | 42.63 | 4510475 | 800
DAI Scientific Equipment | DAI-VS-LP-49-TS | High Performance Refrigerator | 42.63 | 4510476 | 800
DAI Scientific Equipment | PH-DAI-VS-S49G | High Performance Refrigerator | 42.63 | 4510477 | 800
DAI Scientific Equipment | PH-DAI-VS-49G | High Performance Refrigerator | 42.63 | 4510478 | 800
DAI Scientific Equipment | PH-DAI-NVS-S49G | High Performance Refrigerator | 42.63 | 4510479 | 800
DAI Scientific Equipment | PH-DAI-NVS-49G | High Performance Refrigerator | 42.63 | 4510480 | 800
Labrepco, Inc. | LRP-VS-LS-49 | High Performance Refrigerator | 42.63 | 4510481 | 800
Labrepco, Inc. | LRP-VS-LP-49 | High Performance Refrigerator | 42.63 | 4510482 | 800
Labrepco, Inc. | LRP-VS-LP-49-TS | High Performance Refrigerator | 42.63 | 4510483 | 800
Labrepco, Inc. | PH-LRP-VS-S49G | High Performance Refrigerator | 42.63 | 4510484 | 800
Labrepco, Inc. | PH-LRP-VS-49G | High Performance Refrigerator | 42.63 | 4510485 | 800
Labrepco, Inc. | PH-LRP-NVS-S49G | High Performance Refrigerator | 42.63 | 4510486 | 800
Labrepco, Inc. | PH-LRP-NVS-49G | High Performance Refrigerator | 42.63 | 4510487 | 800
Labrepco, Inc. | LHUV-49-HG | High Performance Refrigerator | 42.63 | 4510488 | 800
Labrepco, Inc. | LHEV-49-HG | High Performance Refrigerator | 42.63 | 4510489 | 800
Labrepco, Inc. | LHTV-49-HG | High Performance Refrigerator | 42.63 | 4510490 | 800
Labrepco, Inc. | LHUV-49-HG-PH | High Performance Refrigerator | 42.63 | 4510491 | 800
Labrepco, Inc. | LHUV-49-HG-PHN | High Performance Refrigerator | 42.63 | 4510492 | 800
Labrepco, Inc. | LHEV-49-HG-PHN | High Performance Refrigerator | 42.63 | 4510493 | 800
Biomedical Solutions, Inc. | BHUV-49-HG | High Performance Refrigerator | 42.63 | 4510497 | 800
Biomedical Solutions, Inc. | BHEV-49-HG | High Performance Refrigerator | 42.63 | 4510498 | 800
Biomedical Solutions, Inc. | BHTV-49-HG | High Performance Refrigerator | 42.63 | 4510499 | 800
Biomedical Solutions, Inc. | BHUV-49-HG-PH | High Performance Refrigerator | 42.63 | 4510500 | 800
Biomedical Solutions, Inc. | BHEV-49-HG-PH | High Performance Refrigerator | 42.63 | 4510501 | 800
Biomedical Solutions, Inc. | BHUV-49-HG-PHN | High Performance Refrigerator | 42.63 | 4510502 | 800
Biomedical Solutions, Inc. | BHEV-49-HG-PHN | High Performance Refrigerator | 42.63 | 4510503 | 800
VWR International | VWR-VS-LS-49 | High Performance Refrigerator | 42.63 | 4510504 | 800
VWR International | VWR-VS-LP-49 | High Performance Refrigerator | 42.63 | 4510505 | 800
VWR International | VWR-VS-LP-49-TS | High Performance Refrigerator | 42.63 | 4510506 | 800
Corepoint Scientific | CPS-VS-LP-49-TS | High Performance Refrigerator | 42.63 | 4510507 | 800
CME Corp | CMEB-REF-P-49-G-VSF | High Performance Refrigerator | 42.63 | 4510508 | 800
CME Corp | CMEB-REF-ST-49-G-VSF | High Performance Refrigerator | 42.63 | 4510509 | 800
Ares Scientific | ARS-VS-LS-49 | High Performance Refrigerator | 42.63 | 4510510 | 800
Ares Scientific | ARS-VS-LP-49 | High Performance Refrigerator | 42.63 | 4510511 | 800
Ares Scientific | PH-ARS-VS-S49G | High Performance Refrigerator | 42.63 | 4510512 | 800
Ares Scientific | PH-ARS-VS-49G | High Performance Refrigerator | 42.63 | 4510513 | 800
Ares Scientific | PH-ARS-NVS-S49G | High Performance Refrigerator | 42.63 | 4510514 | 800
Ares Scientific | PH-ARS-NVS-49G | High Performance Refrigerator | 42.63 | 4510515 | 800
Lab Research Products | LRP-HC-16-TS-ETL | High Performance Refrigerator | 12.59 | 4510528 | 600
DAI Scientific Equipment | DAI-HC-LB-16 | High Performance Refrigerator | 12.59 | 4510529 | 600
DAI Scientific Equipment | DAI-HC-CP-16-TS | High Performance Refrigerator | 12.59 | 4510530 | 600
DAI Scientific Equipment | DAI-HC-CB-16 | High Performance Refrigerator | 12.59 | 4510531 | 600
DAI Scientific Equipment | PH-DAI-HC-16G | High Performance Refrigerator | 12.59 | 4510532 | 600
DAI Scientific Equipment | PH-DAI-HC-S16G | High Performance Refrigerator | 12.59 | 4510533 | 600
DAI Scientific Equipment | PH-DAI-NSF-16G | High Performance Refrigerator | 12.59 | 4510534 | 600
DAI Scientific Equipment | PH-DAI-NSF-S16G | High Performance Refrigerator | 12.59 | 4510535 | 600
DAI Scientific Equipment | CRT-DAI-HC-S16G | High Performance Refrigerator | 12.59 | 4510536 | 600
VWR International | VWR-HCLP-16 | High Performance Refrigerator | 12.59 | 4510537 | 600
VWR International | VWR-HCLS-16 | High Performance Refrigerator | 12.59 | 4510538 | 600
VWR International | VWR-HCCS-16 | High Performance Refrigerator | 12.59 | 4510539 | 600
Ares Scientific | ARS-HC-LP-16 | High Performance Refrigerator | 12.59 | 4510540 | 600
Ares Scientific | PH-ARS-HC-16G | High Performance Refrigerator | 12.59 | 4510541 | 600
Ares Scientific | PH-ARS-HC-S16G | High Performance Refrigerator | 12.59 | 4510542 | 600
Ares Scientific | ARS-HC-CP-16 | High Performance Refrigerator | 12.59 | 4510543 | 600
Ares Scientific | ARS-HC-CB-16 | High Performance Refrigerator | 12.59 | 4510544 | 600
Ares Scientific | CRT-ARS-HC-S16G | High Performance Refrigerator | 12.59 | 4510545 | 600
Ares Scientific | ARS-HC-LB-16 | High Performance Refrigerator | 12.59 | 4510546 | 600
DAI Scientific Equipment | DAI-HC-CP-16 | High Performance Refrigerator | 12.59 | 4510563 | 600
VWR International | VWR-HCLP-16-TS | High Performance Refrigerator | 12.59 | 4510564 | 600
VWR International | VWR-HCCP-16-TS | High Performance Refrigerator | 12.59 | 4510565 | 600
VWR International | VWR-HCCP-16 | High Performance Refrigerator | 12.59 | 4510566 | 600
Ares Scientific | ARS-HC-LP-16 | High Performance Refrigerator | 12.59 | 4510567 | 600
Labrepco, Inc. | LHEV-49-HG-PH | High Performance Refrigerator | 42.63 | 4510858 | 800
Horizon Scientific | HS-HC-LAB-R-26-G-B-IM | High Performance Refrigerator | 23 | 4512716 | 600
American BioTech Supply | VWR-HCCP-26 | High Performance Refrigerator | 23 | 4512717 | 600
American BioTech Supply | VWR-HCCS-26 | High Performance Refrigerator | 23 | 4512718 | 600
American BioTech Supply | CMEB-REF-P-26-G-HCF | High Performance Refrigerator | 23 | 4512719 | 600
American BioTech Supply | CMEB-REF-ST-26-G-HCF | High Performance Refrigerator | 23 | 4512720 | 600
American BioTech Supply | CMEB-REF-P-26-G-NSF | High Performance Refrigerator | 23 | 4512721 | 600
American BioTech Supply | CMEB-REF-ST-26-G-NSF | High Performance Refrigerator | 23 | 4512722 | 600
American BioTech Supply | ARS-HC-LP-26 | High Performance Refrigerator | 23 | 4512723 | 600
American BioTech Supply | ARS-HC-LB-26 | High Performance Refrigerator | 23 | 4512724 | 600
American BioTech Supply | PH-ARS-HC-26G | High Performance Refrigerator | 23 | 4512725 | 600
American BioTech Supply | PH-ARS-HC-S26G | High Performance Refrigerator | 23 | 4512726 | 600
American BioTech Supply | CRT-ARS-HC-S26G | High Performance Refrigerator | 23 | 4512727 | 600
American BioTech Supply | ARS-HC-CP-26 | High Performance Refrigerator | 23 | 4512728 | 600
American BioTech Supply | ARS-HC-CB-26 | High Performance Refrigerator | 23 | 4512729 | 600
Desmon Spa | BB-PGM07C******* | High Performance Refrigerator | 20.87 | 4512778 | 600
Desmon Spa | DS-PGM07C******* | High Performance Refrigerator | 21.8 | 4512779 | 600
Desmon Spa | DS-PGM14C******* | High Performance Refrigerator | 47.31 | 4512782 | 1200
Desmon Spa | BB-PGM14C******* | High Performance Refrigerator | 46.38 | 4512783 | 1200
Desmon Spa | DS-PGM07G******* | High Performance Refrigerator | 21.79 | 4512785 | 600
American BioTech Supply | HS-VS-LAB-R-16-G-B-IM | High Performance Refrigerator | 11.24 | 4513960 | 600
American BioTech Supply | ABT-VS-LS-16 | High Performance Refrigerator | 11.24 | 4513961 | 600
American BioTech Supply | ABT-VS-LP-16 | High Performance Refrigerator | 11.24 | 4513962 | 600
American BioTech Supply | ABT-VS-LP-16-TS | High Performance Refrigerator | 11.24 | 4513963 | 600
American BioTech Supply | PH-ABT-VS-S16G | High Performance Refrigerator | 11.24 | 4513964 | 600
American BioTech Supply | PH-ABT-VS-16G | High Performance Refrigerator | 11.24 | 4513965 | 600
American BioTech Supply | PH-ABT-NVS-S16G | High Performance Refrigerator | 11.24 | 4513966 | 600
American BioTech Supply | PH-ABT-NVS-16G | High Performance Refrigerator | 11.24 | 4513967 | 600
DAI Scientific Equipment | DAI-VS-LS-16 | High Performance Refrigerator | 11.24 | 4513968 | 600
DAI Scientific Equipment | DAI-VS-LP-16 | High Performance Refrigerator | 11.24 | 4513969 | 600
DAI Scientific Equipment | DAI-VS-LP-16-TS | High Performance Refrigerator | 11.24 | 4513970 | 600
DAI Scientific Equipment | PH-DAI-VS-S16G | High Performance Refrigerator | 11.24 | 4513971 | 600
DAI Scientific Equipment | PH-DAI-VS-16G | High Performance Refrigerator | 11.24 | 4513972 | 600
DAI Scientific Equipment | PH-DAI-NVS-S16G | High Performance Refrigerator | 11.24 | 4513973 | 600
DAI Scientific Equipment | PH-DAI-NVS-16G | High Performance Refrigerator | 11.24 | 4513974 | 600
Lab Research Products | LRP-VS-LS-16 | High Performance Refrigerator | 11.24 | 4513975 | 600
Lab Research Products | LRP-VS-LP-16 | High Performance Refrigerator | 11.24 | 4513976 | 600
Lab Research Products | LRP-VS-LP-16-TS | High Performance Refrigerator | 11.24 | 4513977 | 600
Lab Research Products | PH-LRP-VS-16G | High Performance Refrigerator | 11.24 | 4513978 | 600
Lab Research Products | PH-LRP-NVS-S16G | High Performance Refrigerator | 11.24 | 4513979 | 600
Lab Research Products | PH-LRP-NVS-16G | High Performance Refrigerator | 11.24 | 4513980 | 600
Labrepco, Inc. | LHUV-16-HG | High Performance Refrigerator | 11.24 | 4513981 | 600
Labrepco, Inc. | LHEV-16-HG | High Performance Refrigerator | 11.24 | 4513982 | 600
Labrepco, Inc. | LHTV-16-HG | High Performance Refrigerator | 11.24 | 4513983 | 600
Labrepco, Inc. | LHUV-16-HG-PH | High Performance Refrigerator | 11.24 | 4513984 | 600
Labrepco, Inc. | LHEV-16-HG-PH | High Performance Refrigerator | 11.24 | 4513985 | 600
Labrepco, Inc. | LHUV-16-HG-PHN | High Performance Refrigerator | 11.24 | 4513986 | 600
Labrepco, Inc. | LHEV-16-HG-PHN | High Performance Refrigerator | 11.24 | 4513987 | 600
Biomedical Solutions, Inc. | BHUV-16-HG | High Performance Refrigerator | 11.24 | 4513988 | 600
Biomedical Solutions, Inc. | BHEV-16-HG | High Performance Refrigerator | 11.24 | 4513989 | 600
Biomedical Solutions, Inc. | BHTV-16-HG | High Performance Refrigerator | 11.24 | 4513990 | 600
Biomedical Solutions, Inc. | BHUV-16-HG-PH | High Performance Refrigerator | 11.24 | 4513991 | 600
Biomedical Solutions, Inc. | BHEV-16-HG-PH | High Performance Refrigerator | 11.24 | 4513992 | 600
Lab Research Products | PH-LRP-VS-S16G | High Performance Refrigerator | 11.24 | 4513993 | 600
Biomedical Solutions, Inc. | BHUV-16-HG-PHN | High Performance Refrigerator | 11.24 | 4513994 | 600
Biomedical Solutions, Inc. | BHEV-16-HG-PHN | High Performance Refrigerator | 11.24 | 4513995 | 600
VWR International | VWR-VS-LS-16 | High Performance Refrigerator | 11.24 | 4513996 | 600
VWR International | VWR-VS-LP-16 | High Performance Refrigerator | 11.24 | 4513997 | 600
VWR International | VWR-VS-LP-16-TS | High Performance Refrigerator | 11.24 | 4513998 | 600
Corepoint Scientific | CPS-VS-LP-16-TS | High Performance Refrigerator | 11.24 | 4513999 | 600
CME Corp | CMEB-REF-P-16-G-VSF | High Performance Refrigerator | 11.24 | 4514000 | 600
CME Corp | CMEB-REF-ST-16-G-VSF | High Performance Refrigerator | 11.24 | 4514001 | 600
Ares Scientific | ARS-VS-LS-16 | High Performance Refrigerator | 11.24 | 4514002 | 600
Ares Scientific | ARS-VS-LP-16 | High Performance Refrigerator | 11.24 | 4514003 | 600
Ares Scientific | PH-ARS-VS-S16G | High Performance Refrigerator | 11.24 | 4514004 | 600
Ares Scientific | PH-ARS-VS-16G | High Performance Refrigerator | 11.24 | 4514005 | 600
Ares Scientific | PH-ARS-NVS-S16G | High Performance Refrigerator | 11.24 | 4514006 | 600
Ares Scientific | PH-ARS-NVS-16G | High Performance Refrigerator | 11.24 | 4514007 | 600
Horizon Scientific | HS-VS-LAB-R-26-G-B-IM | High Performance Refrigerator | 19.15 | 4514049 | 600
American BioTech Supply | ABT-VS-LS-26 | High Performance Refrigerator | 19.15 | 4514050 | 600
American BioTech Supply | ABT-VS-LP-26 | High Performance Refrigerator | 19.15 | 4514051 | 600
American BioTech Supply | ABT-VS-LP-26-TS | High Performance Refrigerator | 19.15 | 4514052 | 600
American BioTech Supply | PH-ABT-VS-S26G | High Performance Refrigerator | 19.15 | 4514053 | 600
American BioTech Supply | PH-ABT-VS-26G | High Performance Refrigerator | 19.15 | 4514054 | 600
American BioTech Supply | PH-ABT-NVS-S26G | High Performance Refrigerator | 19.15 | 4514055 | 600
American BioTech Supply | PH-ABT-NVS-26G | High Performance Refrigerator | 19.15 | 4514056 | 600
DAI Scientific Equipment | DAI-VS-LS-26 | High Performance Refrigerator | 19.15 | 4514057 | 600
DAI Scientific Equipment | DAI-VS-LP-26 | High Performance Refrigerator | 19.15 | 4514058 | 600
DAI Scientific Equipment | DAI-VS-LP-26-TS | High Performance Refrigerator | 19.15 | 4514059 | 600
DAI Scientific Equipment | PH-DAI-VS-S26G | High Performance Refrigerator | 19.15 | 4514060 | 600
DAI Scientific Equipment | PH-DAI-VS-26G | High Performance Refrigerator | 19.15 | 4514061 | 600
DAI Scientific Equipment | PH-DAI-NVS-S26G | High Performance Refrigerator | 19.15 | 4514062 | 600
DAI Scientific Equipment | PH-DAI-NVS-26G | High Performance Refrigerator | 19.15 | 4514063 | 600
Lab Research Products | LRP-VS-LS-26 | High Performance Refrigerator | 19.15 | 4514064 | 600
Lab Research Products | LRP-VS-LP-26 | High Performance Refrigerator | 19.15 | 4514065 | 600
Lab Research Products | LRP-VS-LP-26-TS | High Performance Refrigerator | 19.15 | 4514066 | 600
Lab Research Products | PH-LRP-VS-S26G | High Performance Refrigerator | 19.15 | 4514067 | 600
Lab Research Products | PH-LRP-VS-26G | High Performance Refrigerator | 19.15 | 4514068 | 600
Lab Research Products | PH-LRP-NVS-S26G | High Performance Refrigerator | 19.15 | 4514069 | 600
Lab Research Products | PH-LRP-NVS-26G | High Performance Refrigerator | 19.15 | 4514070 | 600
Labrepco, Inc. | LHUV-26-HG | High Performance Refrigerator | 19.15 | 4514071 | 600
Labrepco, Inc. | LHEV-26-HG | High Performance Refrigerator | 19.15 | 4514072 | 600
Labrepco, Inc. | LHTV-26-HG | High Performance Refrigerator | 19.15 | 4514073 | 600
Labrepco, Inc. | LHUV-26-HG-PH | High Performance Refrigerator | 19.15 | 4514074 | 600
Labrepco, Inc. | LHEV-26-HG-PH | High Performance Refrigerator | 19.15 | 4514075 | 600
Labrepco, Inc. | LHUV-26-HG-PHN | High Performance Refrigerator | 19.15 | 4514076 | 600
Labrepco, Inc. | LHEV-26-HG-PHN | High Performance Refrigerator | 19.15 | 4514077 | 600
Biomedical Solutions, Inc. | BHUV-26-HG | High Performance Refrigerator | 19.15 | 4514078 | 600
Biomedical Solutions, Inc. | BHEV-26-HG | High Performance Refrigerator | 19.15 | 4514079 | 600
Biomedical Solutions, Inc. | BHTV-26-HG | High Performance Refrigerator | 19.15 | 4514080 | 600
Biomedical Solutions, Inc. | BHUV-26-HG-PH | High Performance Refrigerator | 19.15 | 4514081 | 600
Biomedical Solutions, Inc. | BHEV-26-HG-PH | High Performance Refrigerator | 19.15 | 4514082 | 600
Biomedical Solutions, Inc. | BHUV-26-HG-PHN | High Performance Refrigerator | 19.15 | 4514083 | 600
Biomedical Solutions, Inc. | BHEV-26-HG-PHN | High Performance Refrigerator | 19.15 | 4514084 | 600
VWR International | VWR-VS-LS-26 | High Performance Refrigerator | 19.15 | 4514085 | 600
VWR International | VWR-VS-LP-26 | High Performance Refrigerator | 19.15 | 4514086 | 600
VWR International | VWR-VS-LP-26-TS | High Performance Refrigerator | 19.15 | 4514087 | 600
Corepoint Scientific | CPS-VS-LP-26-TS | High Performance Refrigerator | 19.15 | 4514088 | 600
CME Corp | CMEB-REF-P-26-G-VSF | High Performance Refrigerator | 19.15 | 4514089 | 600
CME Corp | CMEB-REF-ST-26-G-VSF | High Performance Refrigerator | 19.15 | 4514090 | 600
Ares Scientific | ARS-VS-LS-26 | High Performance Refrigerator | 19.15 | 4514091 | 600
Ares Scientific | ARS-VS-LP-26 | High Performance Refrigerator | 19.15 | 4514092 | 600
Ares Scientific | PH-ARS-VS-S26G | High Performance Refrigerator | 19.15 | 4514093 | 600
Ares Scientific | PH-ARS-VS-26G | High Performance Refrigerator | 19.15 | 4514094 | 600
Ares Scientific | PH-ARS-NVS-S26G | High Performance Refrigerator | 19.15 | 4514095 | 600
Ares Scientific | PH-ARS-NVS-26G | High Performance Refrigerator | 19.15 | 4514096 | 600
Lab Research Products | LRP-HC-23-TS-ETL | High Performance Refrigerator | 18 | 4514102 | 600
American BioTech Supply | PH-ABT-HC-S23G-DJA | High Performance Refrigerator | 18 | 4514103 | 600
American BioTech Supply | ABT-HC-LP-23 | High Performance Refrigerator | 18 | 4514104 | 600
American BioTech Supply | ABT-HC-LP-23-TS | High Performance Refrigerator | 18 | 4514106 | 600
American BioTech Supply | ABT-HC-LS-23 | High Performance Refrigerator | 18 | 4514107 | 600
DAI Scientific Equipment | CRT-DAI-HC-S23G | High Performance Refrigerator | 18 | 4514108 | 600
VWR International | VWR-HCLP-23-TS | High Performance Refrigerator | 18 | 4514110 | 600
VWR International | VWR-HCLP-23 | High Performance Refrigerator | 18 | 4514111 | 600
VWR International | VWR-HCLS-23 | High Performance Refrigerator | 18 | 4514112 | 600
VWR International | VWR-HCCP-23-TS | High Performance Refrigerator | 18 | 4514113 | 600
VWR International | VWR-HCCP-23 | High Performance Refrigerator | 18 | 4514114 | 600
VWR International | VWR-HCCS-23 | High Performance Refrigerator | 18 | 4514115 | 600
Nor-Lake Scientific | NSWDR231WWG/0 | High Performance Refrigerator | 18 | 4514116 | 600
CME Corp | CMEB-REF-P-23-G-HCF | High Performance Refrigerator | 18 | 4514117 | 600
CME Corp | CMEB-REF-ST-23-G-HCF | High Performance Refrigerator | 18 | 4514118 | 600
CME Corp | CMEB-REF-P-23-G-NSF | High Performance Refrigerator | 18 | 4514119 | 600
CME Corp | CMEB-REF-ST-23-G-NSF | High Performance Refrigerator | 18 | 4514120 | 600
Ares Scientific | ARS-HC-LP-23 | High Performance Refrigerator | 18 | 4514121 | 600
Ares Scientific | ARS-HC-LB-23 | High Performance Refrigerator | 18 | 4514122 | 600
Ares Scientific | PH-ARS-HC-23G | High Performance Refrigerator | 18 | 4514123 | 600
Ares Scientific | PH-ARS-HC-S23G | High Performance Refrigerator | 18 | 4514124 | 600
Ares Scientific | CRT-ARS-HC-S23G | High Performance Refrigerator | 18 | 4514125 | 600
Ares Scientific | ARS-HC-CP-23 | High Performance Refrigerator | 18 | 4514126 | 600
Ares Scientific | ARS-HC-CB-23 | High Performance Refrigerator | 18 | 4514127 | 600
Biomedical Solutions, Inc. | BSI-HC-CP-23 | High Performance Refrigerator | 18 | 4514128 | 600
Biomedical Solutions, Inc. | BSI-HC-CP-23-TS | High Performance Refrigerator | 18 | 4514160 | 600
Biomedical Solutions, Inc. | BSI-HC-CS-23 | High Performance Refrigerator | 18 | 4514161 | 600
Biomedical Solutions, Inc. | BSI-HC-LP-23 | High Performance Refrigerator | 18 | 4514162 | 600
Biomedical Solutions, Inc. | BSI-HC-LP-23-TS | High Performance Refrigerator | 18 | 4514163 | 600
Biomedical Solutions, Inc. | BSI-HC-LS-23 | High Performance Refrigerator | 18 | 4514164 | 600
Biomedical Solutions, Inc. | PH-BSI-HC-23G | High Performance Refrigerator | 18 | 4514165 | 600
Biomedical Solutions, Inc. | PH-BSI-HC-S23G | High Performance Refrigerator | 18 | 4514166 | 600
Biomedical Solutions, Inc. | PH-BSI-NSF-23G | High Performance Refrigerator | 18 | 4514167 | 600
DAI Scientific Equipment | PH-DAI-NSF-16S | High Performance Refrigerator | 12.59 | 4514168 | 600
DAI Scientific Equipment | PH-DAI-NSF-S16S | High Performance Refrigerator | 12.59 | 4514169 | 600
American BioTech Supply | PH-ABT-NSF-16S | High Performance Refrigerator | 12.59 | 4514170 | 600
American BioTech Supply | PH-ABT-NSF-S16S | High Performance Refrigerator | 12.59 | 4514171 | 600
CME Corp | CMEB-REF-P-16-S-NSF | High Performance Refrigerator | 12.59 | 4514172 | 600
CME Corp | CMEB-REF-ST-16-S-NSF | High Performance Refrigerator | 12.59 | 4514173 | 600
Lab Research Products | PH-LRP-NSF-16S | High Performance Refrigerator | 12.59 | 4514174 | 600
Lab Research Products | PH-LRP-NSF-S16S | High Performance Refrigerator | 12.59 | 4514175 | 600
Labrepco, Inc. | LHE-16-SD-PHNSF | High Performance Refrigerator | 12.59 | 4514176 | 600
Labrepco, Inc. | LHU-16-SD-PHNSF | High Performance Refrigerator | 12.59 | 4514177 | 600
Biomedical Solutions, Inc. | PH-BSI-NSF-16S | High Performance Refrigerator | 12.59 | 4514178 | 600
Biomedical Solutions, Inc. | PH-BSI-NSF-S16S | High Performance Refrigerator | 12.59 | 4514179 | 600
CME Corp | CMEB-REF-P-26-S-NSF | High Performance Refrigerator | 23 | 4514218 | 600
American BioTech Supply | PH-ABT-NSF-26S | High Performance Refrigerator | 23 | 4514219 | 600
American BioTech Supply | PH-ABT-NSF-S26S | High Performance Refrigerator | 23 | 4514220 | 600
Lab Research Products | PH-LRP-NSF-26S | High Performance Refrigerator | 23 | 4514221 | 600
Lab Research Products | PH-LRP-NSF-S26S | High Performance Refrigerator | 23 | 4514222 | 600
CME Corp | CMEB-REF-ST-26-S-NSF | High Performance Refrigerator | 23 | 4514223 | 600
DAI Scientific Equipment | PH-DAI-NSF-26S | High Performance Refrigerator | 23 | 4514224 | 600
DAI Scientific Equipment | PH-DAI-NSF-S26S | High Performance Refrigerator | 23 | 4514225 | 600
Biomedical Solutions, Inc. | PH-BSI-NSF-26S | High Performance Refrigerator | 23 | 4514227 | 600
Biomedical Solutions, Inc. | PH-BSI-NSF-S26S | High Performance Refrigerator | 23 | 4514228 | 600
Labrepco, Inc. | LHE-26-SD-PHNSF | High Performance Refrigerator | 23 | 4514229 | 600
Labrepco, Inc. | LHU-26-SD-PHNSF | High Performance Refrigerator | 23 | 4514230 | 600
DAI Scientific Equipment | PH-DAI-NSF-23S | High Performance Refrigerator | 18 | 4514232 | 600
DAI Scientific Equipment | PH-DAI-NSF-S23S | High Performance Refrigerator | 18 | 4514233 | 600
CME Corp | CMEB-REF-P-23-S-NSF | High Performance Refrigerator | 18 | 4514234 | 600
CME Corp | CMEB-REF-ST-23-S-NSF | High Performance Refrigerator | 18 | 4514235 | 600
American BioTech Supply | PH-ABT-NSF-23S | High Performance Refrigerator | 18 | 4514236 | 600
American BioTech Supply | PH-ABT-NSF-S23S | High Performance Refrigerator | 18 | 4514237 | 600
Lab Research Products | PH-LRP-NSF-23S | High Performance Refrigerator | 18 | 4514238 | 600
Lab Research Products | PH-LRP-NSF-S23S | High Performance Refrigerator | 18 | 4514239 | 600
Biomedical Solutions, Inc. | PH-BSI-NSF-23S | High Performance Refrigerator | 18 | 4514240 | 600
Biomedical Solutions, Inc. | PH-BSI-NSF-S23S | High Performance Refrigerator | 18 | 4514241 | 600
Labrepco, Inc. | LHE-23-SD-PHNSF | High Performance Refrigerator | 18 | 4514242 | 600
Labrepco, Inc. | LHU-23-SD-PHNSF | High Performance Refrigerator | 18 | 4514243 | 600
Horizon Scientific | HS-VS-LAB-R-23-G-B-IM | High Performance Refrigerator | 16.87 | 4515124 | 600
American BioTech Supply | ABT-VS-LS-23 | High Performance Refrigerator | 16.87 | 4515125 | 600
American BioTech Supply | ABT-VS-LP-23 | High Performance Refrigerator | 16.87 | 4515126 | 600
American BioTech Supply | ABT-VS-LP-23-TS | High Performance Refrigerator | 16.87 | 4515127 | 600
American BioTech Supply | PH-ABT-VS-S23G | High Performance Refrigerator | 16.87 | 4515128 | 600
American BioTech Supply | PH-ABT-VS-23G | High Performance Refrigerator | 16.87 | 4515129 | 600
American BioTech Supply | PH-ABT-NVS-S23G | High Performance Refrigerator | 16.87 | 4515130 | 600
American BioTech Supply | PH-ABT-NVS-23G | High Performance Refrigerator | 16.87 | 4515131 | 600
DAI Scientific Equipment | DAI-VS-LS-23 | High Performance Refrigerator | 16.87 | 4515132 | 600
DAI Scientific Equipment | DAI-VS-LP-23 | High Performance Refrigerator | 16.87 | 4515133 | 600
DAI Scientific Equipment | DAI-VS-LP-23-TS | High Performance Refrigerator | 16.87 | 4515134 | 600
DAI Scientific Equipment | PH-DAI-VS-S23G | High Performance Refrigerator | 16.87 | 4515135 | 600
DAI Scientific Equipment | PH-DAI-VS-23G | High Performance Refrigerator | 16.87 | 4515136 | 600
DAI Scientific Equipment | PH-DAI-NVS-S23G | High Performance Refrigerator | 16.87 | 4515137 | 600
DAI Scientific Equipment | PH-DAI-NVS-23G | High Performance Refrigerator | 16.87 | 4515138 | 600
Lab Research Products | LRP-VS-LS-23 | High Performance Refrigerator | 16.87 | 4515139 | 600
Lab Research Products | LRP-VS-LP-23 | High Performance Refrigerator | 16.87 | 4515140 | 600
Lab Research Products | LRP-VS-LP-23-TS | High Performance Refrigerator | 16.87 | 4515141 | 600
Lab Research Products | PH-LRP-VS-S23G | High Performance Refrigerator | 16.87 | 4515142 | 600
Lab Research Products | PH-LRP-VS-23G | High Performance Refrigerator | 16.87 | 4515143 | 600
Lab Research Products | PH-LRP-NVS-S23G | High Performance Refrigerator | 16.87 | 4515144 | 600
Lab Research Products | PH-LRP-NVS-23G | High Performance Refrigerator | 16.87 | 4515145 | 600
Labrepco, Inc. | LHUV-23-HG | High Performance Refrigerator | 16.87 | 4515146 | 600
Labrepco, Inc. | LHEV-23-HG | High Performance Refrigerator | 16.87 | 4515147 | 600
Labrepco, Inc. | LHTV-23-HG | High Performance Refrigerator | 16.87 | 4515148 | 600
Labrepco, Inc. | LHUV-23-HG-PH | High Performance Refrigerator | 16.87 | 4515149 | 600
Labrepco, Inc. | LHEV-23-HG-PH | High Performance Refrigerator | 16.87 | 4515150 | 600
Labrepco, Inc. | LHUV-23-HG-PHN | High Performance Refrigerator | 16.87 | 4515151 | 600
Labrepco, Inc. | LHEV-23-HG-PHN | High Performance Refrigerator | 16.87 | 4515152 | 600
Biomedical Solutions, Inc. | BHUV-23-HG | High Performance Refrigerator | 16.87 | 4515153 | 600
Biomedical Solutions, Inc. | BHEV-23-HG | High Performance Refrigerator | 16.87 | 4515154 | 600
Biomedical Solutions, Inc. | BHTV-23-HG | High Performance Refrigerator | 16.87 | 4515155 | 600
Biomedical Solutions, Inc. | BHUV-23-HG-PH | High Performance Refrigerator | 16.87 | 4515156 | 600
Biomedical Solutions, Inc. | BHEV-23-HG-PH | High Performance Refrigerator | 16.87 | 4515157 | 600
Biomedical Solutions, Inc. | BHUV-23-HG-PHN | High Performance Refrigerator | 16.87 | 4515158 | 600
Biomedical Solutions, Inc. | BHEV-23-HG-PHN | High Performance Refrigerator | 16.87 | 4515159 | 600
VWR International | VWR-VS-LS-23 | High Performance Refrigerator | 16.87 | 4515160 | 600
VWR International | VWR-VS-LP-23 | High Performance Refrigerator | 16.87 | 4515161 | 600
VWR International | VWR-VS-LP-23-TS | High Performance Refrigerator | 16.87 | 4515162 | 600
Corepoint Scientific | CPS-VS-LP-23-TS | High Performance Refrigerator | 16.87 | 4515163 | 600
CME Corp | CMEB-REF-P23-G-VSF | High Performance Refrigerator | 16.87 | 4515164 | 600
CME Corp | CMEB-REF-ST-23-G-VSF | High Performance Refrigerator | 16.87 | 4515165 | 600
Ares Scientific | ARS-VS-LS-23 | High Performance Refrigerator | 16.87 | 4515166 | 600
Ares Scientific | ARS-VS-LP-23 | High Performance Refrigerator | 16.87 | 4515167 | 600
Ares Scientific | PH-ARS-VS-S23G | High Performance Refrigerator | 16.87 | 4515168 | 600
Ares Scientific | PH-ARS-VS-23G | High Performance Refrigerator | 16.87 | 4515169 | 600
Ares Scientific | PH-ARS-NVS-S23G | High Performance Refrigerator | 16.87 | 4515170 | 600
Ares Scientific | PH-ARS-NVS-23G | High Performance Refrigerator | 16.87 | 4515171 | 600
Thermo Fisher Scientific | TSG1205SA | High Performance Refrigerator | 12.15 | 4517392 | 600
Thermo Fisher Scientific | TSG1205SD | High Performance Refrigerator | 12.15 | 4517392A | 600
Thermo Fisher Scientific | TSG1205SV | High Performance Refrigerator | 12.15 | 4517392B | 600
Cardinal Health | CHG1205SA | High Performance Refrigerator | 12.15 | 4517393 | 600
Cardinal Health | CHG1205SD | High Performance Refrigerator | 12.15 | 4517393A | 600
Fisher Brand | FBG1205SA | High Performance Refrigerator | 12.15 | 4517394 | 600
Fisher Brand | FBG1205SD | High Performance Refrigerator | 12.15 | 4517394A | 600
Thermo Fisher Scientific | TSG3005SA | High Performance Refrigerator | 27.08 | 4517395 | 800
Thermo Fisher Scientific | TSG3005SSA | High Performance Refrigerator | 27.08 | 4517395A | 800
Cardinal Health | CHG3005SA | High Performance Refrigerator | 27.08 | 4517396 | 800
Fisher Brand | FBG3005SA | High Performance Refrigerator | 27.08 | 4517397 | 800
Fisher Brand | FBG3005SSA | High Performance Refrigerator | 27.08 | 4517397A | 800
Thermo Fisher Scientific | TSG5005SA | High Performance Refrigerator | 49.02 | 4517855 | 1200
Thermo Fisher Scientific | TSG5005SSA | High Performance Refrigerator | 49.02 | 4517855A | 1200
Cardinal Health | CHG5005SA | High Performance Refrigerator | 49.02 | 4517856 | 1200
Fisher Brand | FBG5005SA | High Performance Refrigerator | 49.02 | 4517857 | 1200
American BioTech Supply | ABT-HC-SSR-25S | High Performance Refrigerator | 19.25 | 4517877 | 600
American BioTech Supply | ABT-HC-SSR-25S-LH | High Performance Refrigerator | 19.25 | 4517878 | 600
American BioTech Supply | PH-ABT-NSF-SSR-25S | High Performance Refrigerator | 19.25 | 4517879 | 600
American BioTech Supply | PH-ABT-NSF-SSR-25S-LH | High Performance Refrigerator | 19.25 | 4517880 | 600
Lab Research Products | LRP-HC-SSR-25S | High Performance Refrigerator | 19.25 | 4517881 | 600
Lab Research Products | LRP-HC-SSR-25S-LH | High Performance Refrigerator | 19.25 | 4517882 | 600
Lab Research Products | PH-LRP-NSF-SSR-25S | High Performance Refrigerator | 19.25 | 4517883 | 600
Lab Research Products | PH-LRP-NSF-SSR-25S-LH | High Performance Refrigerator | 19.25 | 4517884 | 600
Corepoint Scientific | CPS-HC-SSR-25S | High Performance Refrigerator | 19.25 | 4517885 | 600
Corepoint Scientific | CPS-HC-SSR-25S-LH | High Performance Refrigerator | 19.25 | 4517886 | 600
Corepoint Scientific | PH-CPS-NSF-SSR-25S | High Performance Refrigerator | 19.25 | 4517887 | 600
Corepoint Scientific | PH-CPS-NSF-SSR-25S-LH | High Performance Refrigerator | 19.25 | 4517888 | 600
Thermo Fisher Scientific | TSG2305SA | High Performance Refrigerator | 21.9 | 4517937 | 600
Cardinal Health | CHG2305SA | High Performance Refrigerator | 21.9 | 4517938 | 600
Fisher Brand | FBG2305SA | High Performance Refrigerator | 21.9 | 4517939 | 600
Corepoint Scientific | NSBR231WSG/0 | High Performance Refrigerator | 19.12 | 4518231 | 600
Corepoint Scientific | CPS-HC-PLD-23-TS | High Performance Refrigerator | 19.12 | 4518231A | 600
Corepoint Scientific | NSBR231WSGCR/0 | High Performance Refrigerator | 19.12 | 4518231B | 600
American BioTech Supply | ABT-HC-PL-23 | High Performance Refrigerator | 19.12 | 4518232 | 600
Celsius Scientific | CEL-HC-BB-23 | High Performance Refrigerator | 19.12 | 4518233 | 600
Celsius Scientific | CEL-HC-BB-23-CR | High Performance Refrigerator | 19.12 | 4518233A | 600
Labrepco, Inc. | LPVT-23-HG | High Performance Refrigerator | 19.12 | 4518234 | 600
Labrepco, Inc. | LAB-HC-RI-23 | High Performance Refrigerator | 19.12 | 4518234A | 600
Lab Research Products | LRP-HC-PL-23 | High Performance Refrigerator | 19.12 | 4518235 | 600
Biomedical Solutions, Inc. | BSI-HC-RI-23 | High Performance Refrigerator | 19.12 | 4518236 | 600
VWR International, LLC. | VWR-HC-PL-23 | High Performance Refrigerator | 19.12 | 4518237 | 600
VWR International, LLC. | VWR-HC-PLD-23-TS | High Performance Refrigerator | 19.12 | 4518237A | 600
DAI Scientific Equipment | DAI-HC-PL-23 | High Performance Refrigerator | 19.12 | 4518238 | 600
CME Corp | CMEB-REF-PRM-23-G | High Performance Refrigerator | 19.12 | 4518239 | 600
Ares Scientific | ARS-HC-PL-23 | High Performance Refrigerator | 19.12 | 4518240 | 600
Corepoint Scientific | NSBR492WSGCR/0 | High Performance Refrigerator | 43.18 | 4518241 | 800
Corepoint Scientific | CPS-HC-PLD-49-TS | High Performance Refrigerator | 43.18 | 4518241A | 800
Corepoint Scientific | NSBR492WSG/0 | High Performance Refrigerator | 43.18 | 4518241B | 800
American BioTech Supply | ABT-HC-PL-49 | High Performance Refrigerator | 43.18 | 4518242 | 800
Celsius Scientific | CEL-HC-BB-49 | High Performance Refrigerator | 43.18 | 4518243 | 800
Celsius Scientific | CEL-HC-BB-49-CR | High Performance Refrigerator | 43.18 | 4518243A | 800
Lab Research Products | LRP-HC-PL-49 | High Performance Refrigerator | 43.18 | 4518244 | 800
Labrepco, Inc. | LPVT-49-HG | High Performance Refrigerator | 43.18 | 4518245 | 800
Labrepco, Inc. | LAB-HC-RI-49 | High Performance Refrigerator | 43.18 | 4518245A | 800
Biomedical Solutions, Inc. | BSI-HC-RI-49 | High Performance Refrigerator | 43.18 | 4518246 | 800
VWR International, LLC. | VWR-HC-PL-49 | High Performance Refrigerator | 43.18 | 4518247 | 800
VWR International, LLC. | VWR-HC-PLD-49-TS | High Performance Refrigerator | 43.18 | 4518247A | 800
DAI Scientific Equipment | DAI-HC-PL-49 | High Performance Refrigerator | 43.18 | 4518248 | 800
CME Corp | CMEB-REF-PRM-49-G | High Performance Refrigerator | 43.18 | 4518249 | 800
Ares Scientific | ARS-HC-PL-49 | High Performance Refrigerator | 43.18 | 4518250 | 800
True Refrigeration | TSCI-450PR-SWS-R-WW-1A | High Performance Refrigerator | 15.46 | 4519563 | 600
True Refrigeration | TSCI-450CR-SWS-&-#*-1A | High Performance Refrigerator | 15.46 | 4519563A | 600
True Refrigeration | TSCI-450LR-SWS-&-#*-1A | High Performance Refrigerator | 15.46 | 4519563B | 600
True Refrigeration | TSCI-450PR-SWS-&-#*-1A | High Performance Refrigerator | 15.46 | 4519563C | 600
True Refrigeration | TSCI-550PR-SWG-R-WW-1A | High Performance Refrigerator | 19.44 | 4519565 | 600
True Refrigeration | TSCI-550CR-SWG-&-#*-1A | High Performance Refrigerator | 19.44 | 4519565A | 600
True Refrigeration | TSCI-550LR-SWG-&-#*-1A | High Performance Refrigerator | 19.44 | 4519565B | 600
True Refrigeration | TSCI-550PR-SWG-&-#*-1A | High Performance Refrigerator | 19.44 | 4519565C | 600
True Refrigeration | TSCI-450PR-SWG-R-WW-1A | High Performance Refrigerator | 15.46 | 4519566 | 600
True Refrigeration | TSCI-450CR-SWG-&-#*-1A | High Performance Refrigerator | 15.46 | 4519566A | 600
True Refrigeration | TSCI-450LR-SWG-&-#*-1A | High Performance Refrigerator | 15.46 | 4519566B | 600
True Refrigeration | TSCI-450PR-SWG-&-#*-1A | High Performance Refrigerator | 15.46 | 4519566C | 600
True Refrigeration | TSCI-600PR-SWS-R-WW-1A | High Performance Refrigerator | 22.13 | 4519568 | 600
True Refrigeration | TSCI-600CR-SWS-&-#*-1A | High Performance Refrigerator | 22.13 | 4519568A | 600
True Refrigeration | TSCI-600LR-SWS-&-#*-1A | High Performance Refrigerator | 22.13 | 4519568B | 600
True Refrigeration | TSCI-600PR-SWS-&-#*-1A | High Performance Refrigerator | 22.13 | 4519568C | 600
True Refrigeration | TSCI-600PR-SWG-R-WW-1A | High Performance Refrigerator | 22.13 | 4519616 | 600
True Refrigeration | TSCI-600CR-SWG-&-#*-1A | High Performance Refrigerator | 22.13 | 4519616A | 600
True Refrigeration | TSCI-600LR-SWG-&-#*-1A | High Performance Refrigerator | 22.13 | 4519616B | 600
True Refrigeration | TSCI-600PR-SWG-&-#*-1A | High Performance Refrigerator | 22.13 | 4519616C | 600
True Refrigeration | TSCI-550LR-SWS-R-WW-1A | High Performance Refrigerator | 19.44 | 4519617 | 600
True Refrigeration | TSCI-550CR-SWS-&-#*-1A | High Performance Refrigerator | 19.44 | 4519617A | 600
True Refrigeration | TSCI-550LR-SWS-&-#*-1A | High Performance Refrigerator | 19.44 | 4519617B | 600
True Refrigeration | TSCI-550PR-SWS-&-#*-1A | High Performance Refrigerator | 19.44 | 4519617C | 600
LabRepCo, LLC | LABL-27-HG | High Performance Refrigerator | 27 | 4520375 | 800
LabRepCo, LLC | LABL-27-HGSS | High Performance Refrigerator | 27 | 4520375A | 800
Hoshizaki America, Inc. | HXR1A-FGE | High Performance Refrigerator | 23.1 | 4528814 | 600
Hoshizaki America, Inc. | HXR1A-HGE | High Performance Refrigerator | 23.1 | 4528815 | 600
Hoshizaki America, Inc. | HXR1A-FS | High Performance Refrigerator | 23.1 | 4528816 | 600
Hoshizaki America, Inc. | HXR1A-FG | High Performance Refrigerator | 23.1 | 4528817 | 600
Hoshizaki America, Inc. | HXR1A-HS | High Performance Refrigerator | 23.1 | 4528818 | 600
Hoshizaki America, Inc. | HXR2A-FS | High Performance Refrigerator | 50.4 | 4528819 | 1200
Hoshizaki America, Inc. | HXR2A-HS | High Performance Refrigerator | 50.4 | 4528820 | 1200
Hoshizaki America, Inc. | HXR2A-FGE | High Performance Refrigerator | 50.4 | 4528821 | 1200
Hoshizaki America, Inc. | HXR2A-FG | High Performance Refrigerator | 50.4 | 4528822 | 1200
Hoshizaki America, Inc. | HXR2A-HGE | High Performance Refrigerator | 50.4 | 4528823 | 1200
Follett | REF20i-MC-*0000G | High Performance Refrigerator | 17.7 | 4561855 | 600
Helmer | iPR118-GXC | High Performance Refrigerator | 17.31 | 4586578 | 600
Helmer | HLR118-GXC | High Performance Refrigerator | 17.31 | 4586578A | 600
Helmer | HPR118-GXC | High Performance Refrigerator | 17.31 | 4586578B | 600
Helmer | iLR118-GXC | High Performance Refrigerator | 17.31 | 4586578C | 600
Thermo Scientific | TSE2205GA | High Performance Refrigerator | 20.89 | 4586654 | 600
Thermo Scientific | TSE2205SA | High Performance Refrigerator | 20.59 | 4586655 | 600
Fisher Scientific | FBE2205GA | High Performance Refrigerator | 20.89 | 4586659 | 600
Fisher Scientific | FBE2205SA | High Performance Refrigerator | 20.59 | 4586660 | 600
Haier | HYC-341GTP | High Performance Refrigerator | 12.59 | 4587295 | 600
Haier | HYC-341GT | High Performance Refrigerator | 12.59 | 4587296 | 600
Haier | HYC-341FT | High Performance Refrigerator | 12.73 | 4587297 | 600
Haier | HYC-1031GT | High Performance Refrigerator | 36.41 | 4587298 | 800
Haier | HYC-1031GTP | High Performance Refrigerator | 36.41 | 4587299 | 800
Haier | HYC-1031FT | High Performance Refrigerator | 35.84 | 4587300 | 800
Thermo Scientific | FBG-3605SA | High Performance Refrigerator | 35.84 | 4587301 | 800
Thermo Scientific | TSX1-3605SA | High Performance Refrigerator | 35.84 | 4587302 | 800
Thermo Scientific | TSX1-3605SA-SS | High Performance Refrigerator | 35.84 | 4587303 | 800
Thermo Scientific | TSX1-3605GA-SS | High Performance Refrigerator | 36.41 | 4587304 | 800
Thermo Scientific | TSX1-3605GA | High Performance Refrigerator | 36.41 | 4587305 | 800
Thermo Scientific | TSX2-3605PA-SS | High Performance Refrigerator | 36.41 | 4587306 | 800
Thermo Scientific | TSX2-3605PA | High Performance Refrigerator | 36.41 | 4587307 | 800
Thermo Scientific | FBG-3605GA | High Performance Refrigerator | 36.41 | 4587308 | 800
Thermo Scientific | TSX1-1205SA | High Performance Refrigerator | 12.73 | 4587315 | 600
Thermo Scientific | FBG-1205SA | High Performance Refrigerator | 12.73 | 4587316 | 600
Thermo Scientific | TSX1-1205SA-SS | High Performance Refrigerator | 12.73 | 4587317 | 600
Thermo Scientific | TSX1-1205GA | High Performance Refrigerator | 12.59 | 4587318 | 600
Thermo Scientific | TSX2-1205PA-SS | High Performance Refrigerator | 12.59 | 4587319 | 600
Thermo Scientific | FBG-1205GA | High Performance Refrigerator | 12.59 | 4587320 | 600
Thermo Scientific | TSX1-1205GA-SS | High Performance Refrigerator | 12.59 | 4587321 | 600
Thermo Scientific | TSX2-1205PA | High Performance Refrigerator | 12.59 | 4587322 | 600
Thermo Scientific | TSE1205GA | High Performance Refrigerator | 11.63 | 4592354 | 600
Thermo Scientific | TSE1205SA | High Performance Refrigerator | 11.13 | 4592374 | 600
Fisher Scientific | FBE1205SA | High Performance Refrigerator | 11.13 | 4592434 | 600
Fisher Scientific | FBE1205GA | High Performance Refrigerator | 11.63 | 4592454 | 600
Helmer Scientific | iPR120-GXC | High Performance Refrigerator | 19.75 | 4615254 | 600
Helmer Scientific | HLR120-GXC | High Performance Refrigerator | 19.75 | 4615254A | 600
Helmer Scientific | HPR120-GXC | High Performance Refrigerator | 19.75 | 4615254B | 600
Helmer Scientific | iLR120-GXC | High Performance Refrigerator | 19.75 | 4615254C | 600
Helmer Scientific | iPR125-GXC | High Performance Refrigerator | 24.59 | 4615294 | 600
Helmer Scientific | HLR125-GXC | High Performance Refrigerator | 24.59 | 4615294A | 600
Helmer Scientific | HPR125-GXC | High Performance Refrigerator | 24.59 | 4615294B | 600
Helmer Scientific | iLR125-GXC | High Performance Refrigerator | 24.59 | 4615294C | 600
Infrico | PTR65IS | High Performance Refrigerator | 17.9 | 4528767 | 600
Midea | MC-5L606 | High Performance Refrigerator | 21.54 | 4652734 | 600
Midea | MC-5L1006 | High Performance Refrigerator | 33.22 | 4652754 | 800
Midea | MC-5L1366BT | High Performance Refrigerator | 48.14 | 4652774 | 1200
Midea | MC-5L416 | High Performance Refrigerator | 14.34 | 4652794 | 600
Swisslog Healthcare | SLHC-MC-5L1006 | High Performance Refrigerator | 33.22 | 4652994 | 800
Swisslog Healthcare | SLHC-MC-5L1366BT | High Performance Refrigerator | 48.14 | 4653014 | 1200
Swisslog Healthcare | SLHC-MC-5L416 | High Performance Refrigerator | 14.34 | 4653034 | 600
Swisslog Healthcare | SLHC-MC-5L606 | High Performance Refrigerator | 21.54 | 4653054 | 600